{"text_format":"1","workbook":"xlsx","n_sheets":4,"sheets":["Version Control","CPL - New Entry","Central Products List","CPL - saveable in CSV"],"not_rendered":{"charts":0,"images":0,"macros":1,"external_links":0,"defined_names":1,"comments":0,"pivot_tables":0},"unopened":[],"bounds":{"document_bytes":16777216,"sheet_cells":100000,"rows_first":2000,"rows_last":500,"rows_between":2000,"halvings":0,"cell_chars":16384,"cell_head_chars":4096},"cells_cut":0,"cells_raw":0,"read":"whole","date_system":"1900"}

{"sheet":"Version Control","index":0,"n_rows":425,"n_cols":3,"rows_kept":425,"cut":false,"hidden":false,"merged":[[4,0,4,2],[5,0,5,2]]}
["Central Products List (CPL)"]
[]
["Version 3.001 Issued on 15-04-2024"]
[]
["Most fields in this file are locked against editing. SECAS personnel administering the CPL  should only modify the light yellow cells. Someone submitting a new CPL entry to SECAS should only modify the light green cells in the tab called 'CPL - New Entry'"]
["If a comma separated value (CSV) version of the CPL is required, the tab called 'CPL - saveable in CSV' can be saved in CSV format and includes all CPL details, save for informative parts. Note that the  'CPL - saveable in CSV' has a single header row containing field names for each column."]
[]
["Version History"]
[]
["Version Number (each issued version will increment this number by one)","Date Of Issue","Changes incorporated"]
["1.0","27/10/2016","Initial blank version for publication. \n"]
["1.1","28/10/2016","-\r\n\r\n\r\n\r\n"]
["1.2","07/11/2016","Three New Device Models added:\n000005 - EDMI CS-10 AICH Standard 420 (updated firmware)\n000006 - Toshiba SMIP Communications Hub SKU1 (updated firmware)\n000007 - Toshiba SMIP Communications Hub SKU3 (updated firmware)\r\n\r\n\r\n"]
["1.3","09/11/2016","One New Device Model added:\n000008 - Toshiba SMIP Communications Hub SKU2 (updated firmware)\r\n"]
["1.4","18/11/2016","Three New Device Models added:\n000009 - Toshiba SMIP Communications Hub SKU1 (updated firmware)\n000010 - Toshiba SMIP Communications Hub SKU2 (updated firmware)\n000011 - Toshiba SMIP Communications Hub SKU3 (updated firmware)\n000012 - Toshiba SMIP Communications Hub SKU3 (updated details)\nOne Device Model has been removed:\n000007 - Toshiba SMIP Communications Hub SKU3(Incorrect details submitted. A revised entry is provided as entry number 0000012)\r\n\r\n\r\n\r\n\r\n"]
["1.5","22/11/2016","One new Device Model added:\n000013 - WNC Communications Hub\r\n"]
["1.6","20/12/2016","One new Device Models added:\n0000014 - EDMI CS-10 AICH Standard 420 (updated firmware)\nEntry status set to &#39;Current&#39;\r\n"]
["1.7","29/12/2016","One new Device Model added:\n000015 - WNC Communications Hub (updated firmware)\r\n"]
["1.8","11/01/2017","One New Device Model added:\n000016 - WNC Communications Hub (updated details)\nOne Device Model has been removed:\n000015 - WNC Communications Hub (incorrect details submitted. A revised entry is provided as entry number 000016.)\r\n\r\n\r\n"]
["1.9","16/01/2017","One New Device Model added:\n000017 - WNC Communications Hub (updated firmware)\r\n"]
["1.10","27/01/2017","Three New Device Models added:\n000018 - Toshiba SMIP Communications Hub SKU1 (updated firmware)\n000019 - Toshiba SMIP Communications Hub SKU2 (updated firmware)\n000020 - Toshiba SMIP Communications Hub SKU3 (updated firmware)\n\nMaximum field lengths have been introduced for the following Data Attributes:\nDevice_Type.name\nSMETS_CHTS Version.Version_number_and_effective_date\nGBCS Version.version_number\nCPA_Certificate.identification_number\nCPA_Certificate.security.characteristics_version\nDLMS_Certificate.identification_number\nDLMS_Certificate.DLMS.version\nZSE_Certificiate.identification_number\nZSE_Certificate.ZSE_version\nManufacturer_Image.creator\nManufacturer_Image.descriptor\r\n\r\n\r\n"]
["1.11","20/04/2017","One New Device Model added:\n000021 – Landis + Gyr E470-5394 Electricity Meter\r\n"]
["1.12","17/05/2017","One New Device Model added:\n000022 - Landis + Gyr E470-5394 Electricity Meter (updated firmware)\r\n"]
["1.13","04/07/2017","One New Device Model added:\n000023 - Landis + Gyr G470 672 Gas Meter\r\n"]
["1.14","17/07/2017","Two New Device Models added:\n000024 - EDMI Communications Hub\n000025 - WNC Communications Hub\r\n\r\n"]
["1.15","18/07/2017","Three New Device Models added:\n000026 - Toshiba Communications Hub SKU1 \n000027 - Toshiba Communications Hub SKU2\n000028 - Toshiba Communications Hub SKU3\n\nEntry number 000024 CPA certificate expiry date was corrected\r\n\r\n\r\n\r\n"]
["1.16","21/07/2017","Three New Device Models added (renamed to correct entry numbers 00026, 00027 and 00028):\n000029 - Toshiba Communications Hub SKU1 \n000030 - Toshiba Communications Hub SKU2 \n000031 - Toshiba Communications Hub SKU3\r\n\r\n\r\n"]
["1.17","27/07/2017","One New Device Model added:\n000032 - Landis + Gyr E470-5394 Electricity Meter (updated firmware)\r\n"]
["1.18","01/08/2017","Two New Device Models added:\n000033 - EDMI ES-10A Electricity Meter\n000034 - EDMI GS-60A Gas Meter\r\n\r\n"]
["1.19","02/08/2017","One Device Model removed:\n000033 - EDMI ES-10 Electricity Meter (incorrect details submitted. A revised entry is provided as entry number 000035)\nTwo New Device Models added:\n000035 - EDMI ES-10A Electricity Meter (corrected details)\n000036 - In Home Displays Ltd SmartView2 Pre-Payment Interface Device\r\n\r\n\r\n\r\n"]
["1.20","11/08/2017","One New Device Model added:\n000037 - Landis + Gyr G470 672 Gas Meter (updated firmware)\r\n"]
["1.21","22/08/2017","Two New Device Models added:\n000038 - Landis + Gyr E470-5394 Electricity Meter (updated firmware)\n000039 - Chameleon IHD3-PPMID\r\n\r\n"]
["1.22","23/08/2017","One New Device Model removed:\n000024 - EDMI Communications Hub (defect identified. A revised entry is provided as entry number 000040)\nOne New Device Model added:\n000040 - EDMI CS-10 AICH Standard 420 Communications Hub (updated firmware)\r\n\r\n\r\n"]
["1.23","25/08/2017","One New Device Model added:\n000041 - Green Energy Options Trio II Touch Button PPMID \n \nAll Device_Type.name&#39;s listed as &#39;Pre-Payment Meter Interface Device&#39; on the CPL have been amended to &#39;Pre-Payment Interface Device&#39; to align with the DCC DSP System validation.\r\n"]
["1.24","30/08/2017","One Device Model amended:\n000036 - In Home Displays Ltd SmartView2 Pre-Payment Interface Device (The DCC DSP upload failed validation due to a duplicate Device Model identifier record. A DCC DSP fix is required to allow duplicate Device model identifiers (when they are different device types). Due to this validation issue preventing other subsequent CPL submissions to be upload, included the updated firmware required to resolve the Severity 1 major incident in the Northern region, the Device Model Identifier has been amended from 00:03 to 10:03 prior to the DCC DSP CPL validation fix being deployed.\n\n000033 - This entry in the CPL-saveable in CSV workbook has been removed to remove a validation upload issue that the DCC has been impacted the resolution of the Severity 1 major incident in the Northern region. The status of this entry in the CPL has a status of remove and should not be used anyway.\r\n\r\n"]
["1.25","30/08/2017","One Device Model removed:\n000036 - In Home Displays Ltd SmartView2 Pre-Payment Interface Device (Device removed in support of the wider resolution of the S1 Major Incident. The Device will be re-added as ‘Current’ with original correct Device Model Identifier of 00:03 following the DCC DSP fix)\n\r\n"]
["1.26","31/08/2017","Three New Device Models added:\n000042 - EDMI GS-60A Gas Meter\n000043 - EDMI ES-10A Electricity Meter\n000044 - Aclara SGM1412\r\n\r\n\r\n"]
["1.27","13/09/2017","Two New Device Models added:\n000045 - EDMI GS-60A Gas Meter (updated firmware)\n000046 - EDMI ES-10A Electricity Meter (updated firmware)\r\n\r\n"]
["1.28","15/09/2017","One New Device Model added:\n000047 - EDMI ES-10A Electricity Meter (updated firmware)\r\n"]
["1.29","22/09/2017","One New Device Model added:\n000048 - Chameleon IHD3-PPMID (updated firmware)\r\n"]
["1.30","04/10/2017","One New Device Model added:\n000049 - British Gas Smart Energy Display (Hybrid)\r\n"]
["1.31","18/10/2017","One Device Model re-added:\n000050 - In Home Displays Ltd SmartView2 Pre-Payment Interface Device (The DCC DSP fix has now been deployed to allow duplicate Device model identifiers (when they are different device types). This Device has been re-added and therefore replaces entry number 000036)\r\n\r\n"]
["1.32","27/10/2017","Four New Device Models added:\n000051 - EDMI ES-10A Electricity Meter 01:00:14:00 (updated firmware)\n000052 - EDMI GS-60A Gas Meter 01:00:14:00 (updated firmware)\n000053 - EDMI ES-10A Electricity Meter 01:00:12:00 (updated firmware)\n000054 - EDMI GS-60A Gas Meter 01:00:12:00 (updated firmware)\r\n\r\n\r\n\r\n"]
["1.33","30/10/2017","Four New Device Models added:\n000055 -  Landis + Gyr G470 672 Gas Meter 03:03:02:40 (updated firmware)\n000056 - Toshiba Communications Hub SKU1 0B:18:00:00 (updated firmware)\n000057 - Toshiba Communications Hub SKU2 0B:18:00:00 (updated firmware)\n000058 - Toshiba Communications Hub SKU3 0B:18:00:00 (updated firmware)\r\n\r\n\r\n\r\n"]
["1.34","31/10/2017","One New Device Model added:\n000059 - Chameleon IHD3-PPMID 00:07:04:00 (updated firmware)\r\n"]
["1.35","03/11/2017","One New Device Model added:\n000060 - Itron ESME EM425-UK2 Version 1\r\n"]
["1.36","24/11/2017","One New Device Models added:\n000061 - WNC Communications Hub\r\n"]
["1.37","29/11/2017","Three New Device Models added:\n000062 - Landis + Gyr G470 672 Gas Meter 03:03:02:41 (updated firmware)\n000063 - EDMI ES-10A Electricity Meter 01:00:21:00 (updated firmware)\n000064 - EDMI GS-60A Gas Meter 01:00:21:00 (updated firmware)\r\n\r\n\r\n"]
["1.38","30/11/2017","One New Device Model added:\n000065 - Green Energy Options Trio II Touch Button PPMID 1.10 (updated firmware)\r\n"]
["1.39","04/12/2017","One New Device Model added:\n000066 - Aclara SGM1400 00:04:04:00 (updated firmware)\r\n"]
["1.40","07/12/2017","Two New Device Models added:\n000067 - EDMI ES-10A Electricity Meter 01:00:22:00 (updated firmware)\n000068 - EDMI GS-60A Gas Meter 01:00:22:00 (updated firmware)\r\n\r\n"]
["1.41","18/12/2017","One New Device Model added:\n000069 - Chameleon IHD3-PPMID 00:07:05:00 (updated firmware)\r\n"]
["1.42","11/01/2018","Two Device Models removed:\n000067 - EDMI ES-10A Electricity Meter 01:00:22:00 (removed)\n000068 - EDMI GS-60A Gas Meter 01:00:22:00 (removed)\n(Incorrect details submitted. The corrected entries are provided as entry numbers 000070 and 000071)\nFour New Device Models added:\n000070 - EDMI ES-10A Electricity Meter 01:00:22:00 (corrected details)\n000071 - EDMI GS-60A Gas Meter 01:00:22:00 (corrected details)\n000072 - EDMI ES-10A Electricity Meter 01:00:30:00 (updated firmware)\n000073 - Elster Electricity Meter 01:21:DD:7C\r\n\r\n\r\n\r\n\r\n\r\n\r\n\r\n"]
["1.43","17/01/2018","Three Device Models removed:\n000070 - EDMI ES-10A Electricity Meter 01:00:22:00 (removed)\n000071 - EDMI GS-60A Gas Meter 01:00:22:00 (removed)\n000072 - EDMI ES-10A Electricity Meter 01:00:30:00 (removed)\n(Incorrect details submitted. The corrected entries are provided as entry numbers 000074, 000075 and 000076)             \n\nThree New Device Models added:\n000074 - EDMI ES-10A Electricity Meter 01:00:22:00 (corrected details)\n000075 - EDMI GS-60A Gas Meter 01:00:22:00 (corrected details)\n000076 - EDMI ES-10A Electricity Meter 01:00:30:00 (corrected details)\r\n\r\n\r\n\r\n\r\n\r\n\r\n\r\n\r\n"]
["1.44","18/01/2018","Two Device Models, status changed to ‘current’\n000067 - EDMI ES-10A Electricity Meter 01:00:22:00 (original entry valid)\n000068 - EDMI GS-60A Gas Meter 01:00:22:00 (original entry valid)\n\nTwo Device Models removed:\n000074 - EDMI ES-10A Electricity Meter 01:00:22:00 (duplicate of entry 67, therefore status changed to removed)\n000075 - EDMI GS-60A Gas Meter 01:00:22:00 (duplicate of entry 68, therefore status changed to removed)\r\n\r\n\r\n\r\n"]
["1.45","26/01/2018","Two New Device Models added:\n000077 - EDMI ES-10A Electricity Meter 01:00:31:00 (updated firmware)\n000078 - EDMI GS-60A Gas Meter 01:00:31:00 (updated firmware)\r\n\r\n"]
["1.46","31/01/2018","One New Device Model added:\n000079 - Landis + Gyr G470 672 Gas Meter 03:03:02:44 (updated firmware)\r\n"]
["1.47","12/02/2018","One New Device Model added:\n000080 - Landis + Gyr E470 Electricity Meter 24:03:02:00 (updated firmware)\r\n"]
["1.48","13/02/2018","One New Device Model added:\n000081 - Landis + Gyr E470 Electricity Meter 24:03:03:00 (updated firmware)\r\n"]
["1.49","28/02/2018","One New Device Model added:                                                                                                                                                                000082 - Elster GmbH BK-G4 E Gas Meter 00:02:02:03\r\n"]
["1.50","16/03/2018","One New Device Model added:                                                                                                                                                                000083 - Kaifa MA120 Electricity Meter 01:02:00:96\r\n"]
["1.51","26/03/2018","Three New Device Models added:                                                                                                                                                                000084 - EDMI ES-10A Electricity Meter 01:00:42:00  (updated firmware)\n000085 - Honeywell Elster Electricity Meter 01:23:E2:02 (updated firmware)\n000086 - Chameleon IHD3-PPMID 00:08:00:00 (updated firmware)\r\n\r\n\r\n"]
["1.52","06/04/2018","Three New Device Models added:                                                                                                                                                                 000087 - EDMI Communications Hub 1.38.3 (updated firmware)                                                                                                                                                 000088 - Landis + Gyr E470 Electricity Meter 24:03:05:00 (updated firmware)\r\n\r\n"]
["1.53","10/04/2018","Two New Device Models added:\n000089 - EDMI ES-10A Electricity Meter 01:00:50:00 (updated firmware)\n000090 - EDMI GS-60A Gas Meter 01:00:50:00 (updated firmware)\r\n\r\n"]
["1.54","25/04/2018","Five New Device Models added:\n000091 - EDMI ES-10A Electricity Meter 01:00:52:00 (updated firmware)\n000092 - EDMI GS-60A Gas Meter 01:00:52:00 (updated firmware)                                                                                                                                                                                                                                                                                000093 - Toshiba Communications Hub SKU1 0B:19:00:00                                                                                                                                                                                                                                                                                                                                                                              000094 - Toshiba Communications Hub SKU2 0B:19:00:00                                                                                                                                                                                                                                                                                                                                                                                                  000095 - Toshiba Communications Hub SKU3 0B:19:00:00\n\nGBCS Version.version_number has been amended to inlcude &#39;GBCS Version 1.1&#39; in line with its applicability being in effect on 06/11/2017\r\n\r\n\r\n\r\n\r\n"]
["1.55","01/05/2018","One New Device Model added:                                                                                                                                                                000096 - Flonidan G4SV-1 SMETS2 Meter 09:03:0A:07\r\n"]
["1.56","09/05/2018","Two New Device Models added which includes two fragments:\n000097 - Aclara SGM1400 00:04:07:FF (updated firmware) \n000098 - Aclara SGM1400 00:04:08:00 (updated firmware)\r\n\r\n"]
["1.57","13/06/2018","Five New Device Models added:\n000099 - EDMI ES-10A Electricity Meter 01:05:72:00 (updated firmware)\n000100 - EDMI GS-60A Gas Meter 01:02:72:00 (updated firmware)                                                                                                                                                                                                                                                                               \n000101 - Toshiba Communications Hub SKU1 0B:1B:00:00                                                                                                                                                                                                                                                                                                                                                                              \n000102 - Toshiba Communications Hub SKU2 0B:1B:00:00                                                                                                                                                                                                                                                                                                                                                                                                \n000103 - Toshiba Communications Hub SKU3 0B:1B:00:00\r\n\r\n\r\n\r\n\r\n"]
["1.58","15/06/2018","One New Device Model added:\n000104 - EDMI Communications Hub 1.38.6 (updated firmware)\r\n"]
["1.59","19/06/2018","Two New Device Models added:\n000105 - Landis + Gyr E470 Electricity Meter 24:03:06:00 (updated firmware)\n000106 - Landis + Gyr E470 Series 3 Electricity Meter 38:01:01:00\r\n\r\n"]
["1.60","27/06/2018","Two New Device Model added:\n000107 - EDMI ES-10A Electricity Meter 01:00:53:00 (updated firmware)                                                                                  000108 - Landis + Gyr G470 Gas Meter 03:03:02:45 (updated firmware)\r\n\r\n"]
["1.61","28/06/2018","One new Device Model Added:\n000109 - Green Energy Options Trio II Touch Button PPMID 1.14 (updated firmware)\r\n"]
["1.62","28/06/2018","One New Device Model Added\n000110 - Elster GmbH BK-G4 E Gas Meter 00:02:02:05 (updated firmware)\r\n"]
["1.63","04/07/2018","Two New Device Models added:\n000111 - EDMI ES-10A Electricity Meter 01:05:81:00 (updated firmware)     \n000112 - EDMI GS-60A Gas Meter 01:02:81:00 (updated firmware)\r\n\r\n"]
["1.64","06/07/2018","Two New Device Models added:\n000113 - Landis + Gyr E470 Electricity Meter 38:03:06:00 (updated firmware)\n000114 - Chameleon IHD3-PPMID 00:08:01:00 (updated firmware)\r\n\r\n"]
["1.65","13/07/2018","One New Device Model Added\n000115 - Landis + Gyr E470 Electricity Meter 24:03:07:00 (updated firmware)\r\n"]
["1.66","20/07/2018","One New Device Model added:\n000116 - Flonidan G4SV-1 SMETS2 Meter 09:03:0A:07\n(Device Model reflects GBCS Version 1.1 compliance)\r\n"]
["1.67","06/08/2018","One New Device Model added:\n000117 - EDMI ES-10A Electricity Meter 01:05:82:00 (updated firmware)\r\n"]
["1.68","09/08/2018","One new Device Model Added:\n000118 - Green Energy Options Trio II Touch Button PPMID 01:15:00:00 (updated firmware)\r\n"]
["1.69","13/08/2018","One New Device Model added:\n000119 - EDMI ES-10A Electricity Meter 01:05:90:00 (updated firmware)\r\n"]
["1.70","17/08/2018","One New Device Model added:\n000120 - In Home Displays Ltd Smart View 2 Pre-payment Interface Device 80:23:00:00 (firmware update)\r\n"]
["1.71","24/08/2018","Two New Device Models added which includes two fragments:\n000121 - Aclara SGM1400 00:04:09:FF (updated firmware) \n000122 - Aclara SGM1400 00:04:10:00 (updated firmware)\r\n\r\n"]
["1.72","06/09/2018","One New Device Models added:\n000123 - Landis + Gyr E470 Electricity Meter 38:03:07:00 (updated firmware)\r\n"]
["1.73","25/09/2018","Two New Device Models added which includes two fragments:\n000124 - Aclara SGM1400 00:04:10:01 (updated firmware) \n000125 - Aclara SGM1400 00:04:10:02 (updated firmware)\r\n\r\n"]
["1.74","28/09/2018","One New Device Model added:\n000126 - EDMI ES-10A Electricity Meter 01:05:91:00 (updated firmware)\r\n"]
["1.75","03/10/2018","One New Device Model added:\n000127 - Honeywell Elster Electricity Meter 01:30:EC:17 (updated firmware)\r\n"]
["1.76","12/10/2018","Two New Device Models added:\n000128 - EDMI CS-10 AICH Standard 420 Communications Hub; 12:50:83:AE (Device Model reflects GBCS Version 1.1 compliance)\n000129 - EDMI CS-10 AICH Standard 420 Communications Hub; 12:60:94:D0 (Device Model reflects GBCS Version 1.1 compliance)\r\n\r\n"]
["1.77","16/10/2018","One New Device Model added:\n000130 - Landis + Gyr G470 672 Gas Meter 03:03:02:44 (Device Model reflects GBCS Version 1.1 compliance)\r\n"]
["1.78","18/10/2018","Two New Device Models added:\n000131 - Chameleon Technology (UK) Ltd - IHD3 - PPMID 00:08:02:01 (updated Firmware)\n000132 - EDMI Communications Hub 1.38.6 (updated hardware version to D)\r\n\r\n"]
["1.79","19/10/2018","One new Device Model added:\n000133 - In Home Displays Ltd SmartView2 Pre-Payment Interface Device 80:2B:00:00 (firmware update).\r\n"]
["1.80","22/10/2018","Two New Device Models added:\n000134 - Green Energy Options Trio II Touch Button PPMID 01:16:00:00 (updated firmware)\n000135 - British Gas Smart Energy Display (Hybrid) (updated firmware)\r\n\r\n"]
["1.81","26/10/2018","One New Device Model added:\n000136 - WNC 2.19 Communications Hub (02:13:00:03) \n\nRelease 2.0 Technical Specification functionality was added to the CPL New Entry Form in line with the Secretary of State direction letter effective from 28 October 2018. This includes the following fields:\nSMETS Version 3.0\nGBCS Version 2.0\nGBCS Version 2.1\nCHTS V1.1\nSecurity Characteristics version 1.3\nCTT 3.1\nZigBee Smart Energy Standard 1.4\r\n"]
["1.82","30/10/2018","One New Device Model added:\n000137 - Landis + Gyr E470 Electricity Meter 24:03:05:00 (Device Model reflects GBCS Version 1.1 compliance)\r\n"]
["1.83","31/10/2018","One New Device Model added:\n000138 - In Home Displays Ltd SmartView2 Pre-Payment Interface Device 80:2F:00:00 (firmware update)\r\n"]
["1.84","02/11/2018","One New Device Model added:\n000139 - Kaifa MA120 Eletricity Meter 11:09:77:14 (firmware update)\r\n"]
["1.85","06/11/2018","Two New Devices Model added:\n000140 - Aclara SGM1400 00:04:0A:01 (updated firmware) \n000141 - Aclara SGM1400 00:04:0A:02 (updated firmware) \n000142 - Landis + Gyr G 470 672 Gas Meter 03:03:02:44 (updated firmware)\r\n\r\n\r\n"]
["1.86","08/11/2018","Three New Device Models added:\n000143 - Toshiba SMIP Comms Hub SKU1 OB:1E:00:00 (Updated Firmware)\n000144 - Toshiba SMIP Comms Hub SKU2 OB:1E:00:00 (Updated Firmware)\n000145 - Toshiba SMIP Comms Hub SKU3 OB:1E:00:00 (Updated Firmware)\n\nSMETS Version 3.0 was removed and SMETS Version 3.1 was added as a valid value in the CPL New Entry Form in line with the implementation of SEC 6.2\r\n\r\n\r\n"]
["1.87","12/11/2018","One New Device Model added:\n000146 - EDMI ES-10A Electricity Meter 01:05:A0:00 (updated firmware)\n\nDLMS Certification Identification Number for entry 000139 altered to 1911, after submitter noted the original submission contained an error.\r\n\r\n"]
["1.88","21/11/2018","Three New Device Models Added:\n000147 - WNC Communications Hub 01:07:00:02\n000148 - Aclara SGM1400 00:05:02:03 (updated firmware)\n000149 - Aclara SGM1400 00:05:02:04 (updated firmware)\r\n\r\n\r\n"]
["1.89","22/11/2018","Two New Devices Models Added:\n000150 - Green Energy Options Trio II Touch Button PPMID 01:17:00:00 (updated firmware)\n000151 - In Home Displays Ltd SmartView2 Pre-Payment Interface Device 80:33:00:00 (firmware update)\r\n\r\n"]
["1.90","26/11/2018","One New Device Model Added: \n000152 - Landis + Gyr E470 Electricity Meter 24:03:08:00 (updated firmware)\r\n"]
["1.91","29/11/2018","Two New Device Models Added:\n000153 - Aclara SGM1400B 00:05:02:04\n000154 - EDMI GS-60B Gas Meter 01.08.97.00\r\n\r\n"]
["1.92","10/12/2018","One New Device Model added:\n000155 - Flonidan G4SV-1 SMETS2 Meter 10:03:0A:08 (updated firmware)\r\n"]
["1.93","14/12/2018","One New Device Models added:\n000156 - Chameleon Technology (UK) Ltd - IHD3 - CAD - PPMID 00:01:05:01\r\n"]
["1.94","17/12/2018","One New Device Model added:\n000157 Landis + Gyr G470 672 Gas Meter 03.03.47 (updated firmware)\r\n"]
["1.95","18/12/2018","One New Device Model Added:\n000158 - EDMI GS-60B Gas Meter 01.08.98.00 (updated firmware)\r\n"]
["1.96","19/12/2018","Three New Devices Models Added: \n000159 - Aclara SGM1400 00:05:03:25 (updated firmware)\n000160 - Aclara SGM1400 00:05:04:00 (updated firmware) \n000161 - Aclara SGM1400B 00:05:04:00 (update firmware)\r\n\r\n\r\n"]
["1.97","20/12/2018","One New Device Model Added:\n000162 - Geotogether Trio II Touch Button PPMID 04:02:00:00 (updated firmware)\r\n"]
["1.98","09/01/2019","One New Device Model Added:\n000163 - Landis + Gyr E470 Electricity Meter 38.03.07.02 (updated firmware)\r\n"]
["1.99","15/01/2019","One New Device Model Added:\n000164 - Aclara SGM1400B 00:06:02:00 (updated firmware)\r\n"]
["1.100","15/01/2019","One Device Model removed:\n000159 - Aclara SGM1400 00:05:03:25 (removed)\n(Incorrect firmware submitted. The corrected entry is provided as entry numbers 000165)\nOne New Device Model Added:\n000165 - Aclara SGM1400 00:05:03:FF (corrected details)\r\n\r\n\r\n"]
["1.101","16/01/2019","Two New Device Models Added:\n000166 - George Wilson Industries Ltd - G4-MG-SE-GM-V2 SMETS2 GSME - FVI - 01:92:00:B5\n000167 - George Wilson Industries Ltd - G4-MG-SE-GM-V2 SMETS2 GSME - TVI - 01:92:00:B5\r\n\r\n"]
["1.102","22/01/2019","One New Device Models Added:\n000168 - EDMI ES-10A 01.05.A4.00 (updated firmware)\r\n"]
["1.103","24/01/2019","One new Device Model Added:\n000169 - Elster GmbH BK-G4 E Gas Meter 00:02:02:09 (firmware update)\r\n"]
["1.104","04/02/2019","Three New Device Models Added:\n000170 - Toshiba Comms Hub SKU7 Firmware 12.21 version 55:31\n000171 - Toshiba Comms Hub SKU8 Firmware 12.21 version 55:32\n000172 - Toshiba Comms Hub SKU9 Firmware 12.21 version 55:34\r\n\r\n\r\n"]
["1.105","05/02/2019","One New Device Model Added:\n000173 - Chameleon Technology (UK) Ltd - IHD3 - CAD - PPMID 00:01:06:00\r\n"]
["1.106","06/02/2019","One New Device Model Added:\n000174 - In Home Displays Ltd SmartView2 PPMID 80:3B:00:00\r\n"]
["1.107","15/02/2019","Two New Device Models Added:\n000175 - EDMI GS-60B Gas Meter 01.08.A5.00 (firmware update) \n000176 - EDMI ES-10A Electricity Meter 01.05.A5.00 (firmware update)\r\n\r\n"]
["1.108","19/02/2019","One new Device Model Added:\n000177 - Elster GmbH BK-G4 E Gas Meter 00:02:02:0B (firmware update)\r\n"]
["1.109","21/02/2019","One New Device Models added:\n000178 - Chameleon Technology (UK) Ltd - IHD3 - CAD - PPMID 00:02:02:00 (firmware update)\r\n"]
["1.110","22/02/2019","One New Device Model Added :\n000179 - Chameleon Technology (UK) Ltd - IHD3 - CAD - PPMID 00:02:01:01 (firmware update)\r\n"]
["1.111","08/03/2019","One New Device Model Added:\n000180 - Geotogether - Trio II Touch Screen V5.2 - PPMID 05:02:00:00\n\nFurther CPL amendments made:\n- the previous fields in the CPL - New Entry form inputting contact detail associated with CPA Certificate expiry have been amended and are now split out into three separate fields, the contact name, telephone, email address.\n\n- additional fields have been introduced in line with the designation of SEC 6.7 effective from 28 February 2019, which establishes the Firmware Information Repository. This includes the Manufacturer Contact FIR fields, Company Name, House Number, Street, City, Post Code, Country, Telephone Number, Website, Email Address and FIR Release Notes Description\n\n- the NCSC confirms that the CPA Certificate expiry date for the Kaifa MA120 SMETS2 Meter (CPA Certificate number - ESME1433053936-127) is to be extended until 25 April 2019 with effect from 8 March 2019. Therefore, CPL entry numbers 000083 and 000139 CPA Certificate expiry have been amended to 25/04/2019.\r\n\r\n\r\n"]
["1.112","12/03/2019","One New Device Model Added:\n000181 - Geotogether - Trio II Accessibile Display V5.2 - PPMID 05:02:00:00\r\n"]
["1.113","15/03/2019","An incorrect Hash value was submitted on entry number 000152 - Landis + Gyr E470 Electricity Meter 24:03:08:00.\nTo correct the error, a DCC Incident (INC000000435732) was raised.  The change used to implement the fix by the DSP is TR03743 and the incorrect Hash value has been replaced with the corrected Hash value on entry number 000152.\r\n\r\n"]
["1.114","21/03/2019","Three New Device Models added:\n000182 - Kaifa MA120 Eletricity Meter 12:09:86:14 (firmware update) \n000183 - EDMI GS-60B Gas Meter 01.08.A6.00 (firmware update) \n000184 - EDMI ES-10A Electricity Meter 01.05.A6.00 (firmware update)\r\n\r\n\r\n"]
["1.115","25/03/2019","Two New Device Models Added:\n000185 - Kaifa MA120 Eletricity Meter new hardware version: 41\n000186 - Chameleon Technology (UK) Ltd - IHD3 - CAD - PPMID 00:02:03:01 (firmware update)\r\n\r\n"]
["1.116","29/03/2019","One New Device Model added:\n000187 - Chameleon Technology (UK) Ltd - IHD6 - CAD - PPMID\r\n"]
["1.117","02/04/2019","One New Device Model added:\n000188 - Honeywell Elster Electricity Meter 01:33:EE:75 (updated firmware)\r\n"]
["1.118","08/04/2019","Four New Device Models Added:\n000189 - Itron Electricity Meter 04:5C:04:2C (updated firmware)\n000190 - Toshiba Communications Hub SKU 1 0B:1F:00:00 (updated firmware)\n000191 - Toshiba Communications Hub SKU 2 0B:1F:00:00 (updated firmware)\n000192 - Toshiba Communications Hub SKU 3 0B:1F:00:00 (updated firmware)\r\n\r\n\r\n\r\n"]
["1.119","15/04/2019","One New Device Model added:\n000193 - Chameleon Technology (UK) Ltd - IHD6 - CAD - PPMID - 00:01:00:01\r\n"]
["1.120","25/04/2019","One New Device Model added:\n000194 - Itron ESME EM425 UK2 04:93:04:59 (updated firmware)\r\n"]
["1.121","30/04/2019","One New Device Model added:\n000195 - Aclara SGM1400B 00:06:02:02 (updated firmware)\r\n"]
["1.122","03/05/2019","One New Device Model added:\n000196 - WNC 2.20 Communications Hub (02:14:00:03)\r\n"]
["1.123","14/05/2019","Two New Device Models added:\n000197 -  Kaifa MA120 Electricity Meter 12:09:94:16 (updated firmware)\n000198 - Landis + Gyr E470 Electricity Meter 24:03:10:00 (updated firmware)\r\n\r\n"]
["1.124","17/05/2019","One New Device Model added:\n000199 - Landis + Gyr E470 Electricity Meter 38:03:10:00 (updated firmware)\r\n"]
["1.125","21/05/2019","One New Device Model added:\n000200 - WNC 2.19 Communications Hub (update hardware)\r\n"]
["1.126","29/05/2019","One New Device Model added:\n000201 - Aclara SGM1400B 00:06:04:00 (updated firmware)\r\n"]
["1.127","31/05/2019","Three Device Models removed:\n000037 - Landis + Gyr G470 672 Gas Meter 03:03:02:39\n000055 - Landis + Gyr G470 672 Gas Meter 03:03:02:40\n000062 - Landis + Gyr G470 672 Gas Meter 03:03:02:41\nThe CPA Certificates for the listed Device Models were withdrawn on 13 March 2019 by NCSC. The Security Sub-Comittee have determined that the Device Models are to be removed from the Central Products List on 23 May 2019\r\n\r\n\r\n"]
["1.128","06/06/2019","One New Device Model added:\n000202 - Green Energy Options Trio II touch button Pre-Payment Interface Device 04:04:00:00 (updated firmware)\r\n"]
["1.129","10/06/2019","One New Device Model added:\n000203 - Green Energy Options Trio II Accessible Display (00:09) PPMID 05:03:00:00 (updated firmware)\r\n"]
["1.130","11/06/2019","One New Device Model added:\n000204 - Chameleon Technology IHD3-PPMID 00:0B (new model identifier)\n000205 - Landis + Gyr G470 672 Gas Meter 03:03:32:49 (updated firmware)\r\n\r\n"]
["1.131","12/06/2019","One New Device Model added:\n000206 - Chameleon Technology IHD6 - CAD - PPMID 00:01:01:00 (update firmware)\r\n"]
["1.132","14/06/2019","One New Device Model added:\n000207 - EDMI ES-10A Electricity Meter 01:05:A8:00  (updated firmware)\r\n"]
["1.133","24/06/2019","Four Device Models removed:\n000083 - Kaifa Single Element Electricity Metering Equipment 01:02:00:96\n000139 - Kaifa Single Element Electricity Metering Equipment 11:09:77:14\n000182 - Kaifa Single Element Electricity Metering Equipment 12:09:86:14                                                                      \n000185 - Kaifa Single Element Electricity Metering Equipment 12:09:86:14\nThe CPA Certificates for the listed Device Models expired on 25 April 2019. The Security Sub-Committee determined on 12 June 2019 that the above Device Models are to be removed from the Central Products List on 24 June 2019.\r\n\r\n\r\n\r\n"]
["1.134","28/06/2019","One New Device Model added:\n000208 - Green Energy Options Trio II Touch Button (00:07) PPMID 04:03:00:00 (updated firmware)\r\n"]
["1.135","01/07/2019","One New Device Model added:\n000209 - Aclara SGM1400B 00:06:04:08 (updated firmware)\r\n"]
["1.136","03/07/2019","Two New Device Models added:\n000210 - EDMI ES-10B Electricity Meter 01:05:A8:00 \n000211 - British Gas Smart Energy Display (Hybrid) (updated firmware)\r\n\r\n"]
["1.137","04/07/2019","One New Device Model added:\n000212 - Landis + Gyr E470 Electricity Meter (updated hardware)\r\n"]
["1.138","10/07/2019","One New Device Model added:\n000213 - Landis + Gyr E470 Electricity Meter 24.03.10.02 (updated firmware)\n\nThe SMETS1 CPL functionality has been added to version 1.138 of the CPL New Entry Form ahead of supporting SMETS1 Device Models. This includes amendments to the following fields:\nSMETS/CHTS Version.Version_number_&amp;_effective_date\nGBCS Version.version_number\nCPA_Certificate.identification_number\nCPA_Certificate.security_characteristics_version\nCPA_Certificate.expiry_date\nDLMS_Certificate.identification_number\nDLMS_Certificate.DLMS_version\nZSE_Certificate.identification_number\nZSE_Certificate.ZSE_version\nManufacturer_Image.creator\nManufacturer_Image.hash\nManufacturer_Image.descriptor\nContact-CPA.Contact.contact name\nContact-CPA.Contact.contact telephone\nContact-CPA.Contact.contact email\r\n"]
["1.139","18/07/2019","One New Device Model Added:\n000214 - Aclara SGM1412B  (update hardware)\r\n"]
["1.140","23/07/2019","One New Device Model Added:\n000215 Landis+Gyr G470 672 Gas Meter 03:03:42:49 (updated firmware)\r\n"]
["1.141","26/07/2019","Three New Device Models Added:\n000216 - EDMI ES-10A Electricity Meter 01:05:A9:00  (updated firmware)\n000217 - EDMI GS-60B Gas Meter 01.08.A9.00 (firmware update) \n000218 - EDMI ES-10B Electricity Meter 01:05:A9:00 (updated firmware)\r\n\r\n\r\n"]
["1.142","30/07/2019","One New Device Model added:\n000219 -  Kaifa MA120 Electricity Meter 12:09:94:16 (hardware revision)\r\n"]
["1.143","30/07/2019","Four New SMETS1 Device Models added:\n000220 - Itron Gas Smart Meter 02:92:10:D6\n000221 - Itron Communications Hub 03:33:53:37\n000222 - Itron Single Element Electricity Metering Equipment 03:46:53:17\n000223 - Green Energy Options Pre-Payment Interface Device 10:31:09:0F\r\n\r\n\r\n\r\n"]
["1.144","31/07/2019","One New Device Model added:\n000224 - Chameleon Technology Pre-Payment Interface Device 00:01:03:00\r\n"]
["1.145","05/08/2019","One New SMETS1 Device Model added:\n000225 - Green Energy Options Pre-Payment Interface Device 10:31:09:15\r\n"]
["1.146","08/08/2019","One New Device Model added:\n000226 -Chameeon Technology IHD-CAD_ PPMID 00:01:02:00\r\n"]
["1.147","12/08/2019","One New Device Model added:\n000227 - EDMI Communications Hub 1.39.2 (updated firmware 12:70:B8:CC)\r\n"]
["1.148","12/08/2019","One New Device Model added:\n000228 - Chameleon Technology Pre-Payment Interface Device 00:02:04:00\r\n"]
["1.149","13/08/2019","One New Device Model added:\n000229 - Landis + Gyr E470 Electricity Meter 38:03:10:02 (updated firmware)\r\n"]
["1.150","21/08/2019","Two New Device Models added:\n000230 - Landis + Gyr E470 Electricity Meter 00:03:02:01 (hardware revision)\n000231 - Landis + Gyr E470 Electricity Meter 00:03:02:02 (hardware revision)\r\n\r\n"]
["1.151","28/08/2019","Three New Device Models added:\n000232 - WNC Single Band CH 5731 version 01 revision 00 with firmware 03:0A:00:01 (updated firmware)\n000233 - WNC Single Band CH 5731 version 01 revision 01 with firmware 03:0A:00:01 (updated firmware)\n000234 - WNC Single Band CH 5731 version 01 revision 02 with firmware 03:0A:00:01 (updated firmware)\n000235 - EDMI ES-10B Electricity Meter 01:05:AA:00 (updated firmware)\r\n\r\n\r\n\r\n"]
["1.152","30/08/2019","Thirteen Device Models removed:\n000044 - Aclara SGM1412 00:04:01:04\n000066 - Aclara SGM1400 00:04:04:00\n000097 - Aclara SGM1400 00:04:07:FF                                                                                                                                                                                                                                                                                                                                                                                                                                                                                                                             000098 - Aclara SGM1400 00:04:08:00                                                                                                                                                                                                                                                                                                                                                                                                                                                                                   000121 - Aclara SGM1400 00:04:09:FF\n000122 - Aclara SGM1400 00:04:10:00                                                                                                                                                                                                                                                                                                                                                                                                                                                                                                                                                                                                                                                                                                                                                                                                                                                                                                                                                                                                     000124 - Aclara SGM1400 00:04:10:01 \n000125 - Aclara SGM1400 00:04:10:02                                                                                                                                                                                                                                                                                                                                                                                                                                                                                     000140 - Aclara SGM1400 00:04:0A:01                                                                                                                                                                                                                                                                                                                                                                                                                                                                                             000141 - Aclara SGM1400 00:04:0A:02 \n000148 - Aclara SGM1400 00:05:02:03 \n000149 - Aclara SGM1400 00:05:02:04                                                                                                                                                                                                                                                                                                                                                                                                                                                                                                                                                                                                000153 - Aclara SGM1400B 00:05:02:04                                                                                                                                                                                                                                                                                                                                                                                                                                                                            The CPA Certificates for the listed Device Models were withdrawn on 13 March 2019. The Security Sub-Committee determined on 10 July 2019 that the above Device Models are to be removed from the Central Products List on 30 August 2019.\r\n\r\n\r\n\r\n\r\n\r\n\r\n\r\n\r\n\r\n\r\n\r\n\r\n"]
["1.153","04/09/2019","One New Device Model added:\n000236 - Itron ESME EM425 UK2 04:99:04:5C (updated firmware)\r\n"]
["1.154","06/09/2019","Two New Device Models added:\n000237 - In Home Displays Ltd Smartview2 PPMID 80:43:00:00 (updated firmware)\n000238 - Chameleon Technology IHD-CAD PPMID 00:01:03:01 (updated firmware)\r\n\r\n"]
["1.155","10/09/2019","Two New Device Models added:\n000239 - Landis + Gyr E470 Electricity Meter 00:05:02:02 (updated firmware)\n000240 - Landis + Gyr E470 Electricity Meter 00:05:02:03 (updated firmware)\r\n\r\n"]
["1.156","13/09/2019","Two New Device Models added:\n000241 George Wilson Industries GSME 01:A9:00:C0 FVI\n000242 George Wilson Industries GSME 01:A9:00:C0 TVI\r\n\r\n"]
["1.157","25/09/2019","One New Device Model added:\n000243 - Chameleon Technology IMD6 PPMID 00:01:04:00 (updated firmware)\r\n"]
["1.158","03/09/2019","Two New Device Model added:\n000244 - Chameleon Technology Pre-Payment Interface Device 00:02:05:00 (updated firmware)\n000245 - Aclara SGM1400B 00:06:04:08\r\n\r\n"]
["1.159","10/10/2019","One New Device Model added:\n000246 - EDMI CS010 AICH Rev E Communications Hub 12:60:A1:1E (updated hardware)\r\n"]
["1.160","11/10/2019","Six New Device Models added:\n000247 - Aclara SGM1400B 00:06:06:00 (HW Version01, Revision 00)\n000248 - Aclara SGM1400B 00:06:06:00 (HW Version01, Revision 07)\n000249 - Aclara SGM1400B 00:06:06:00 (HW Version02, Revision07)\n000250 - Toshiba Communications Hub SKU1 0C:1D:00:00 (updated firmware)\n000251 - Toshiba Communications Hub SKU2 0C:1D:00:00 (updated firmware)\n000252 - Toshiba Communications Hub SKU3 0C:1D:00:00 (updated firmware)\r\n\r\n\r\n\r\n\r\n\r\n"]
["1.161","22/10/2019","One New Device Model added:\n000253 - WNC 2.20 Communications Hub (02:14:00:03) (updated firmware)\r\n"]
["1.162","07/11/2019","Two New Device Models added:\n000254 - Flonidan G4SZV-1 SMETS2 Meter 32 (updated hardware)\n000255 - Flonidan G4SZV-1 SMETS2 Meter 37 (updated hardware)\r\n\r\n"]
["1.163","12/11/2019","One New Device Model added:\n000256 - Green Energy Options Trio II Touch Button (00:07) PPMID 04:03:01:00 (updated firmware)\r\n"]
["1.164","13/11/2019","Two New Device Models added:\n000257 - In Home Displays Ltd Smartview2 PPMID 80:47:00:00 (updated firmware)\n000258 - Chameleon Technology IHD6 - CAD - PPMID 00:01:01:00 (new model identifier)\n\nThe November 2019 Release Technical Specification functionality was also added to the CPL New Entry Form effective from 29 November 2019. This includes the addition of the following valid fields:\nSMETS Version 4.2\nCHTS Version 1.3\nGBCS Version 3.2\r\n\r\n"]
["1.165","04/12/2019","Three New Device Models added:\n000259 - Toshiba Communications Hub SKU1 0C:1D:00:00 (updated hardware version)\n000260 - Toshiba Communications Hub SKU2 0C:1D:00:00 (updated hardware version)\n000261 - Toshiba Communications Hub SKU3 0C:1D:00:00 (updated hardware version)\r\n\r\n\r\n"]
["1.166","04/12/2019","Three New Device Models added:\n000262 - EDMI ES-10A Electricity Meter 01:05:AB:00  (updated firmware)\n000263 - EDMI ES-10B Electricity Meter 01:05:AB:00 (updated firmware)\n000264 - EDMI GS-60B Gas Meter 01:08:AB:00 (updated firmware)\r\n\r\n\r\n"]
["1.167","09/12/2019","One New Device Model added:\n000265 - Honeywell Elster Electricity Meter 02:34:F1:68 (updated firmware)\r\n"]
["1.168","16/12/2019","One New Device Model added:\n000266 - Chameleon Technology (UK) Limited IHD6 - PPMID 00:01:05:00 (updated firmware)\r\n"]
["1.169","23/12/2019","Seven New Device Models added:\n000267 - Chameleon Technology (UK) Limited IHD3 - PPMID 00:02:11:01\n000268 - Honeywell - Communications Hub - 2E:DB:E5:09 (49)\n000269 - Honeywell - Communications Hub - 2E:DB:E9:09 (53)\n000270 - Honeywell - Single Element Electricity Metering Equipment - 04:01:D8:C9\n000271 - Honeywell - Single Element Electricity Metering Equipment - 04:01:EB:5A\n000272 - Honeywell - Gas Smart Meter - 00:00:04:46\n000273 - STI - PPMID - 01:43:00:00\r\n\r\n\r\n\r\n\r\n\r\n\r\n"]
["1.170","02/01/2020","CPA Certificate details amended for two Device Models following recertification to CPA Certificate ID: 1433053936-2515 (previously GSME68240423):\n000205 - Landis + Gyr G470 672 Gas Meter 03:03:32:49\n000215 - Landis + Gyr G470 672 Gas Meter 03:03:42:49\r\n\r\n"]
["1.171","21/01/2020","Two new Device Models added:\n000274 - Landis + Gyr E470 Electricity Meter - 38:03:12:00 (updated firmware version)\n000275 - Landis + Gyr E470 Electricity Meter - 38:03:12:00 (updated firmware version)\r\n\r\n"]
["1.172","24/01/2020","Five new devices added:\n000276 - Aclara  SGM1400B firmware 00:06:06:04 (HW Version 01 revision 00) (Updated Firmware)\n000277 -  Aclara SGM1400B firmware 00:06:06:04 (HW Version 01 revision 07) (Updated Firmware)\n000278 -  Aclara SGM1400B firmware 00:06:06:04 (HW Version 02 revision 07) (Updated Firmware)\n000279 - Secure Liberty 101 ESME A0A10200  - 04:00:00:00 \n000280 - Secure Liberty GSME 200 B0A10200 - 04:00:00:00\r\n\r\n\r\n\r\n\r\n"]
["1.173","03/02/2020","Two new Device Models added:\n000281 - EDMI ES-10B Electricity Meter 01:05:AC:00 (updated firmware version)\n000282 - EDMI ES-12B Electricity Meter 01:05:AC:00\r\n\r\n"]
["1.174","14/02/2020","One new Device Model added:\n00283 - Chameleon Technology (UK) Ltd - IHD6 - PPMID 00:01:06:00 (updated firmware)"]
["1.175","17/02/2020","One New Device Model Added:\n000284 - Geotogether - Trio II Touch Screen V5.2 - PPMID 05:04:00:00 (updated firmware)\r\n"]
["1.176","20/02/2020","Three New Device Models added:\n000285 - WNC SMIP Communications Hub - 03:0A:00:03\n000286 - WNC SMIP Communications Hub - 03:0A:00:03 (Updated Firmware)\n000287 - WNC SMIP Communications Hub - 03:0A:00:03 (Updated Firmware)\r\n\r\n\r\n"]
["1.177","20/02/2020","Five New Device Models added:\n000288 - George Wilson Industries GSME 01:AB:00:C0 (Updated firmware version)\n000289 - George Wilson Industries GSME 01:AB:00:C0 \n000290 - George Wilson Industries GSME 01:AD:00:C0 (Updated firmware version)\n000291 - George Wilson Industries GSME 01:AD:00:C0\n000292 - Kaifa MA120B 5T ESME - 12:09:94:16 (Updated hardware version)\r\n\r\n\r\n\r\n\r\n"]
["1.178","24/02/2020","Seven New Device Models added:\n000293 - Aclara  SGM1400B firmware 00:07:02:04 (HW Version 01 revision 00) (Updated Firmware)\n000294 -  Aclara SGM1400B firmware 00:07:02:04 (HW Version 01 revision 07) (Updated Firmware)\n000295 -  Aclara SGM1400B firmware 00:07:02:04 (HW Version 02) (Updated Firmware)\n000296 - Aclara SGM1400B new hardware version 03\n000297 - Aclara SGM1400B new hardware version 04\n000298 - Chameleon Technology (UK) Ltd PPMID 00:02:06:00 (updated firmware)\n000299 - Aclara SGM1400B new hardware version 05\r\n\r\n\r\n\r\n\r\n\r\n\r\n"]
["1.179","27/02/2020","One New Device Model added:\n000300 - Flonidan GSME 01:08:06:05 hardware revision (updated firmware)\r\n"]
["1.180","06/03/2020","One New Device Model added:\n000301 - Honeywell Elster Electricity Meter 02:34:F2:AE (updated firmware)\r\n"]
["1.181","13/03/2020","One New Device Model added:\n000302 - Green Energy Options Trio II Touch Button (00:07) PPMID 04:07:00:00 (updated firmware)\r\n"]
["1.182","17/03/2020","Two New Device Models added:\n000303 - Kaifa MA120 4T Electricity Meter 12:09:96:16 (updated firmware)\n000304 - Kaifa MA120B 5T Electricity Meter 12:09:96:16 (updated firmware)\nOne New SMETS1 Device Model added:\n000305 - Chameleon Technology (UK) Limited IHD3 - PPMID 00:02:08:01\r\n\r\n\r\n"]
["1.183","18/03/2020","Two New Device Models added:\n000306 - George Wilson Industries Ltd GSME 01:AE:00:C0 FVI (updated firmware)\n000307 - George Wilson Industries Ltd GSME 01:AE:00:C0 TVI (updated firmware)\r\n\r\n"]
["1.184","23/03/2020","One New Device Model added:\n000308 - Itron ESME EM425 UK2 04:9B:04:5C (updated firmware)\r\n"]
["1.185","26/03/2020","Three New Device Models added:\n000309 - EDMI CS010 AICH Rev E Communications Hub 20:20:C5:68 (updated firmware)\n000310 - EDMI CS010 AICH Rev C Communications Hub 20:20:C5:68 (updated firmware)\n000311 - EDMI CS010 AICH Rev D Communications Hub 20:20:C5:68 (updated firmware)\r\n\r\n\r\n"]
["1.186","08/04/2020","One New Device Model added:\n000312 - Itron ESME EM425 UK2 04:9B:04:5C (updated hardware)\r\n"]
["1.187","09/04/2020","Three New Device Models added:\n000313 - WNC SMIP Communications Hub v1.0 - 03:0A:00:05 (Updated Firmware)\n000314 - WNC SMIP Communications Hub v1.1 - 03:0A:00:05 (Updated Firmware)\n000315 - WNC SMIP Communications Hub v1.2 - 03:0A:00:05 (Updated Firmware)\r\n\r\n\r\n"]
["1.188","16/04/2020","One New Device Model added:\n000316 - Honeywell Elster Electricity Meter 01:34:F2:AE (updated firmware)\r\n"]
["1.189","17/04/2020","Five New Device Model added:\n000317 - Aclara SGM1400B firmware 00:07:04:00 (HW Version 01 revision 00) (Updated Firmware)\n000318 - Aclara SGM1400B firmware 00:07:04:00 (HW Version 01 revision 07) (Updated Firmware)\n000319 - Aclara SGM1400B firmware 00:07:04:00 (HW Version 02 revision 01) (Updated Firmware)\n000320 - Aclara SGM1400B firmware 00:07:04:00 (HW Version 03 revision 01) (Updated Firmware)\n000321 - Aclara SGM1400B firmware 00:07:04:00 (HW Version 04 revision 01) (Updated Firmware)\r\n\r\n\r\n\r\n\r\n"]
["1.190","07/05/2020","Six New Device Models added:\n000322 - Aclara SGM1400B firmware 00:07:04:00 (HW Version 01 revision 00) (Updated Firmware)\n000323 - Aclara SGM1400B firmware 00:07:04:00 (HW Version 01 revision 07) (Updated Firmware)\n000324 - Aclara SGM1400B firmware 00:07:04:00 (HW Version 02 revision 07) (Updated Firmware)\n000325 - Aclara SGM1400B firmware 00:07:04:00 (HW Version 03 revision 01) (Updated Firmware)\n000326 - Aclara SGM1400B firmware 00:07:04:00 (HW Version 04 revision 01) (Updated Firmware)\n000327 - Aclara SGM1400B firmware 00:07:04:00 (HW Version 05 revision 01) (Updated Firmware)\r\n\r\n\r\n\r\n\r\n\r\n"]
["1.191","15/05/2020","Two New SMETS1 Device Models added:\n000328 - Chameleon Technology (UK) Limited IHD2-TS - PPMID - 00:01:11:00\n000329 - STI IHD - PPMID - 00:E7:00:00\r\n\r\n"]
["1.192","20/05/2020","One New Device Model added:\n000330 - Green Energy Options Trio II Accessible Display (00:09) PPMID 05:03:00:00\r\n"]
["1.193","22/05/2020","Two New Device Model added:\n000331 - Green Energy Options Trio II Touch Screen - PPMID 05:07:00:00 (Updated Firmware)\n000332 - Green Energy Options Trio II Accessible Display (00:09) PPMID 05:07:00:00 (Updated Firmware)\r\n\r\n"]
["1.194","26/05/2020","Six New Device Models added:\n000333 - Aclara SGM1400B firmware 00:07:04:02 (HW Version 01 revision 00) (Updated Firmware)\n000334 - Aclara SGM1400B firmware 00:07:04:02 (HW Version 01 revision 07) (Updated Firmware)\n000335 - Aclara SGM1400B firmware 00:07:04:02 (HW Version 02 revision 07) (Updated Firmware)\n000336 - Aclara SGM1400B firmware 00:07:04:02 (HW Version 03 revision 01) (Updated Firmware)\n000337 - Aclara SGM1400B firmware 00:07:04:02 (HW Version 04 revision 01) (Updated Firmware)\n000338 - Aclara SGM1400B firmware 00:07:04:02 (HW Version 05 revision 01) (Updated Firmware)\nOne New SMETS1 Device Model added:\n000339 - Chameleon Technology (UK) Limited IHD3 - PPMID 00:02:07:00 (updated firmware)\r\n\r\n\r\n\r\n\r\n\r\n\r\n"]
["1.195","29/05/2020","Two New Device Models added:\n000340 - Landis + Gyr E470 Electricity Meter - HW 02 02 - 38:03:13:02 (updated firmware)\n000341 - Landis + Gyr E470 Electricity Meter - HW 02 03 - 38:03:13:02 (updated firmware)\r\n\r\n"]
["1.196","04/06/2020","Four New Device Models added:\n000342 - George Wilson Industries Ltd GSME 01:AF:00:C0 FVI (updated firmware)\n000343 - George Wilson Industries Ltd GSME 01:AF:00:C0 TVI (updated firmware)\n000344 - Landis + Gyr E470 Electricity Meter – HW 02_01 - 24:03:13:02 (updated firmware)\n000345 - Landis + Gyr E470 Electricity Meter – HW 02_02 - 24:03:13:02 (updated firmware)\n\r\n\r\n\r\n\r\n"]
["1.197","08/06/2020","Three New Device Models added:\n000346 - Itron Intelis FGBB03 Smart Gas Meter \n000347 - Secure Meters Liberty 101 ESME 05:00:00:00 (updated firmware)\n000348 - Secure Meters Liberty Gas 200 05:00:00:00 (updated firmware)\r\n\r\n\r\n"]
["1.198","10/06/2020","Three New Device Models added:\n000349 - Elster GmbH BK-G4 E Gas Meter - HW0101 - 00:02:02:11 (updated firmware)\n000350 - Elster GmbH BK-G4 E Gas Meter - HW0102 - 00:02:02:11 (updated hardware)\n000351 - In Home Displays Limited SmartView2 PPMID - 80:4B:00:00 (updated firmware)\r\n\r\n\r\n"]
["1.199","16/06/2020","Three New Device Models added:\n000352 - EDMI ES-10A Electricity Meter 03:14:B6:00 (updated firmware)\n000353 - EDMI ES-10B Electricity Meter 03:14:B6:00  (updated firmware)\n000354 - EDMI GS-60B Gas Meter 03.09.B6.00 (updated firmware)\r\n\r\n\r\n"]
["1.200","03/07/2020","One New Device Model Added:\n000355 - Landis+Gyr G470 672 Gas Meter 03:03:32:51 (updated firmware)\r\n"]
["1.201","06/07/2020","One New Device Model Added:\n000356 - EDMI ES-12B Electricity Meter 03.14.B6.00 (updated firmware)\r\n"]
["1.202","09/07/2020","One New Device Model Added:\n000357 - IHD3 PPMID V2 Chameleon Technology UK Ltd 00:02:00:02\r\n"]
["1.203","15/07/2020","One New Device Model Added:\n000358 - IHD6 PPMID Chameleon Technology UK Ltd 00:02:00:02 (new hardware version)\r\n"]
["1.204","24/07/2020","Seven New Device Models Added:\n000359 - IHD6 PPMID Chameleon Technology UK Ltd 00:02:00:02 (new hardware version) \n000360 - Aclara SGM1431B Polyphase Meters (HW Version 06 revision 01) \n000361 - Aclara SGM1432B Polyphase Meters (HW Version 07 revision 01) \n000362 - Aclara SGM1433B Polyphase Meters (HW Version 08 revision 01) \n000363 - EDMI CS010 2.02.6 Rev C Communications Hub 20:20:CB:22 (updated firmware)\n000364 - EDMI CS010 2.02.6 Rev D Communications Hub 20:20:CB:22 (updated firmware)\n000365 - EDMI CS010 2.02.6 Rev E Communications Hub 20:20:CB:22 (updated firmware)\r\n\r\n\r\n\r\n\r\n\r\n\r\n"]
["1.205","30/07/2020","Three New Device Models Added:\n000366 - WNC SMIP Communications Hub v1.0 - 03:0A:00:07 (Updated Firmware)\n000367 - WNC SMIP Communications Hub v1.1 - 03:0A:00:07 (Updated Firmware)\n000368 - WNC SMIP Communications Hub v1.2 - 03:0A:00:07 (Updated Firmware)\r\n\r\n\r\n"]
["1.206","31/07/2020","One New Device Model Added:\n000369 - In Home Displays Limited SmartView2 PPMID 80:4F:00:00 (updated firmware)\r\n"]
["1.207","07/08/2020","Two New Device Models Added:\n000370 - George Wilson Industries SMETS2 Gas Meter 01:B2:00:C0 FVI (updated firmware)\n000371 - George Wilson Industries SMETS2 Gas Meter 01:B2:00:C0 TVI (updated firmware)\r\n\r\n"]
["1.208","14/08/2020","One New Device Model Added:\n000372 - WNC Dual Band Communications Hub 01:0D:00:02 (updated Firmware)\r\n"]
["1.209","17/08/2020","Four New Device Models Added:\n000373 - Itron ESME EM425 UK2 (HW 01:03) - 04:9B:05:09 (updated firmware)\n000374 - Itron ESME EM425 UK2 (HW 01:03) - 05:15:05:09 (updated firmware)\n000375 - Itron ESME EM425 UK2 (HW 01:05) - 04:9B:05:09 (updated firmware)\n000376 - Itron ESME EM425 UK2 (HW 01:05) - 05:15:05:09 (updated firmware)\n\nFour New SMETS1 Device Models added:\n000377 - Secure Meters Communications Hub C7:A1:00:01\n000378 - Secure Meters Single Electricity Metering Equipment C0:A1:00:01\n000379 - Secure Meters Gas Smart Meter C4:A1:00:01\n000380 - Secure Meters Pre-Payment Interface Device C6:A2:00:01\r\n\r\n\r\n\r\n\r\n\r\n\r\n\r\n"]
["1.210","19/08/2020","An incorrect Hash value was submitted on entry number 000356 - EDMI ES-12B Electricity Meter 03.14.B6.00 (updated firmware)\nTo correct the error, a DCC Incident (INC000000619565) was raised.  The change used to implement the fix by the DSP is TR07175 and the incorrect Hash value has been replaced with the corrected Hash value on entry number 000356\r\n\r\n"]
["1.211","24/08/2020","One new Device Model Added:\n000381 - EDMI CS020 2.12.5 Rev D Communications Hub 20:C0:C7:60\r\n"]
["1.212","26/08/2020","Four New SMETS1 Device Models Added:\n000382 - Chameleon PPMID IHD2 SMETS1 00:01:12:00\n000383 - Aclara Communications Hub SGC1311 SMETS1 00:03:03:0D\n000384 - Aclara ESME SGM1312 SMETS1 00:03:03:06\n000385 - Flonidan GSME G4SZV SMETS1 24:03:06:2A\r\n\r\n\r\n\r\n"]
["1.213","01/09/2020","Seven New Device Models Added:\n000386 - Aclara SGM1415B Release ESME 07.6.02 HW version 03 rev01\n000387 - Aclara SGM1416B Release ESME 07.6.02 HW version 04 rev01\n000388 - Aclara SGM1431B Release Polyphase Meters 07.6.02 HW version 06 rev01\n000389 - Aclara SGM1432B Release Polyphase Meters 07.6.02 HW version 07 rev01\n000390 - Aclara SGM1433B Release Polyphase Meters 07.6.02 HW version 08 rev01\n000391 - Aclara SGM1411B Release ESME 07.6.02 HW version 02 rev07\n000392 - Aclara SGM1412B Release ESME 07.6.02 HW version 01 rev07\r\n\r\n\r\n\r\n\r\n\r\n\r\n"]
["1.214","02/09/2020","One New Device Model Added:\n000393 - Aclara SGM1412B Release ESME 07.06.02 HW version 01 rev0\n\nFour New SMETS1 Device Models Added:\n000394 - SMETS1 DuetII PPMID 10:21:09:00\n000395 - SMETS1 DuetII PPMID 10:21:09:49\n000396 - SMETS1 Honeywell GSME BK-G4E EI5 02.06.17\n000397 - SMETS1 R5.3.12 Flonidan G4SZV GSME 4.22.16\r\n\r\n\r\n\r\n\r\n"]
["1.215","07/09/2020","One New Device Model Added:\n000398 - Geo Together Trio II Touch Button version 04.07.07.00 (Updated Firmware)\r\n"]
["1.216","10/09/2020","Sixteen New SMETS1 Device Models Added:\n000399 - Chameleon Technology UK Ltd IHD3 PPMID 04.04\n000400 - Chameleon Technology UK Ltd IHD3 PPMID 05.01\n000401 - Chameleon Technology UK Ltd SEDV2 PPMID 0.07\n000402 - Chameleon Technology UK Ltd SEDV2 PPMID 0.11\n000403 - Chameleon Technology UK Ltd SEDV2 PPMID 0.14\n000404 - Chameleon Technology UK Ltd SEDV2 PPMID 0.15\n000405 - Chameleon Technology UK Ltd SEDV2 PPMID 1.01\n000406 - Chameleon Technology UK Ltd SEDV2 PPMID 2.03.00\n000407 - Chameleon Technology UK Ltd R2.5 IHD3 PPMID 2.08.00\n000408 - Chameleon Technology UK Ltd R2.5 IHD3 PPMID 2.10.00\n000409 - STI IHDL01 PPMID 11\n000410 - STI IHDL01 PPMID 13\n000411 - STI IHDL01 PPMID 14\n000412 - STI IHDL01 PPMID S1-1V0\n000413 - STI IHDL01 PPMID S1-1V1\n000414 - STI IHDL01 PPMID S1-1V2\r\n\r\n\r\n\r\n\r\n\r\n\r\n\r\n\r\n\r\n\r\n\r\n\r\n\r\n\r\n\r\n"]
["1.217","14/09/2020","Four New Device Models Added:\n000415 - Toshiba SMIP Communications Hub SKU7 0C:23:00:00\n000416 - Toshiba SMIP Communications Hub SKU8 0C:23:00:00\n000417 - Toshiba SMIP Communications Hub SKU9 0C:23:00:00\n000418 - Green Energy Options Trio II Touch Screen PPMID\r\n\r\n\r\n\r\n"]
["1.218","25/09/2020","Two New Device Models Added:\n000419 - Kaifa MA120 4T Electricity Meter 12:09:97:16 (updated firmware)\n000420 - Kaifa MA120B 5T Electricity Meter 12:09:97:16 (updated firmware)\r\n\r\n"]
["1.219","29/09/2020","One New Device Model Added:\n000421 - Chameleon Technology UK LTD IHD6 CAD PPMID 00:01:03:02\r\n"]
["1.220","30/09/2020","One New Device Model Added:\n000422 - HCALCS FW version 01:00:00:09 HW version 02 rev2A\r\n"]
["1.221","06/10/2020","Seven New SMETS1 Device Models Added:\n000423 - Chameleon Technology UK LTD IHD3 PPMID 00:02:05:00\n000424 - Chameleon Technology UK LTD SEDV PPMID 00:00:00:09\n000425 - Geotogether Touch Button v1.17 PPMID 01:17:00:01\n000426 - Geotogether Trio II Touch Button PPMID 04:04:00:01 \n000427 - Geotogether Touch Button V1.14 PPMID  01:14:00:01\n000428 - Honeywell Communications Hub 2E:DB:F7:07 (67) \n000429 - Honeywell Communications Hub 2E:DB:E5:07 (49)\r\n\r\n\r\n\r\n\r\n\r\n\r\n"]
["1.222","09/10/2020","One New Device Model Added:\n000430 - Chameleon Technology UK LTD PPMID 00:03:00:00 (updated firmware)\r\n"]
["1.223","12/10/2020","One New Device Model Added:\n000431 - Chameleon Technology UK LTD IHD3-PPMID-V3  00:01:00:00\r\n"]
["1.224","14/10/2020","One New Device Model Added:\n000432 - EDMI GS-60B Gas Meter 03.09.B6.10 (updated firmware)\r\n"]
["1.225","28/10/2020","Two New Device Models Added:\n000433 - Honeywell Elster Electricity Meter 09:02:40:07 (updated firmware)\n000434 - Itron Intelis FGBB03 Smart Gas Meter 03:09:B6:00 (updated firmware)\r\n\r\n"]
["1.226","30/10/2020","One New Device Models Added:\n000435 - Landis + Gyr E470-2429 Electricity Meter 38.04.01.06 (updated firmware)\r\n"]
["1.227","06/11/2020","One New Device Model Added:\n000436 - Landis+Gyr G470 682 Gas Meter 15:01:51:31\r\n"]
["1.228","09/11/2020","Two New Device Models Added:\n000437 - George Wilson Industries SMETS2 Gas Meter 01:C0:00:D0 FVI (updated firmware)\n000438 - George Wilson Industries SMETS2 Gas Meter 01:C0:00:D0 TVI (updated firmware)\r\n\r\n"]
["1.229","23/11/2020","Two New Device Models Added:\n000439 - Flonidan GSME 04:08:06:05 (updated firmware)\n000440 - Flonidan GSME New Hardware Version (09)\r\n\r\n"]
["1.230","30/11/2020","12 New SMETS1 Device Models added:\n000441 - Secure Meters Pre-Payment Interface Device C6:A1:00:02 \n000442 - Secure Meters Pre-Payment Interface Device C6:A1:00:03\n000443 - Secure Meters Pre-Payment Interface Device C6:A1:00:04\n000444 - Secure Meters Pre-Payment Interface Device C6:A1:00:06\n000445 - Secure Meters Pre-Payment Interface Device C6:A1:00:09\n000446 - Secure Meters Pre-Payment Interface Device C6:A2:0F:FD \n000447 - Secure Meters Pre-Payment Interface Device C6:A2:0F:FE\n000448 - Secure Meters Pre-Payment Interface Device C6:A2:0F:FF \n000449 - Secure Meters Pre-Payment Interface Device C6:A1:00:0B \n000450 - Secure Meters Pre-Payment Interface Device C6:A3:00:03\n000451 - Secure Meters Communications Hub C7:A1:00:01 \n000452 - Secure Meters Single Electricity Smart Metering Equipment C0:A1:00:01\r\n\r\n\r\n\r\n\r\n\r\n\r\n\r\n\r\n\r\n\r\n\r\n"]
["1.231","01/12/2020","Seven New SMETS2 Device Models added:\n000453 - Toshiba Version 12.36 Single Band Communications Hub NAND SKU1 0C:24:00:00 \n000454 - Toshiba Version 12.36 Single Band Communications Hub NOR SKU1 0C:24:00:00\n000455 - Toshiba Version 12.36 Single Band Communications Hub NAND SKU2 0C:24:00:00\n000456 - Toshiba Version 12.36 Single Band Communications Hub NOR SKU2 0C:24:00:00\n000457 - Toshiba Version 12.36 Single Band Communications Hub NAND SKU3 0C:24:00:00\n000458 - Toshiba Version 12.36 Single Band Communications Hub NOR SKU3 0C:24:00:00\n000459 - Chameleon Technology (UK) Limited IHD3 PPMID DB 00:00:03:00\r\n\r\n\r\n\r\n\r\n\r\n\r\n"]
["1.232","04/12/2020","One New SMETS1 Device Model added:\n000460 - Aclara Communications Hub SGC1311 SMETS1 00:03:03:0E\r\n"]
["1.233","08/12/2020","Correction to previous  SMETS1 Device Model Entry 000460:\n000460 - Aclara Communications Hub SGC1311 SMETS1 00:03:03:0E - The hash for the original submission\nwas in lower case. This was rejected by the DSP, resubmitted with a corrected hash and corrected on the CPL.\nTwo New SMETS2 Device Models added:\n000461 - Chameleon Technology UK LTD IHD6 CAD PPMID 00:02:01:00\n000462 - EDMI ES-30B Polyphase Electricity Metering Equipment 03:20:B7:10\r\n\r\n\r\n\r\n"]
["1.234","10/12/2020","One New Device Model Added:\n000463 - Landis + Gyr E470-2429 Electricity Meter 38.04.02.00 (updated firmware)\r\n"]
["1.235","11/12/2020","One New Device Model Added:\n000464 - Landis + Gyr E470 Electricity Meter - HW 02 02 - 38.04.02.00 (updated firmware)\r\n"]
["1.236","21/12/2020","One New SMETS2 Device Model Added:\n000465 - Chameleon Technology UK LTD Pre-Payment Interface Device 00:02:01:00 (updated firmware)\r\n"]
["1.237","06/01/2021","Two New SMETS2 Device Models added:\n000466 - Kaifa MA120 4 Terminal ESME 15:10:12:17 (updated firmware)\n000467 - Kaifa MA120B 5 Terminal ESME 15:10:12:17 (updated firmware)\r\n\r\n"]
["1.238","08/01/2021","Three New SMETS2 Device Models added:\n000468 - Landis + Gyr E470_0201 -Electricity Meter - 24:04:02:00 (updated firmware version)\n000469 - Landis + Gyr E470_0202 -Electricity Meter - 24:04:02:00 (updated firmware version)\n000470 - Geotogether Trio II Touch Button PPMID 05:08:00:00 - 02.00 (updated firmware)\r\n\r\n\r\n"]
["1.239","11/01/2021","Updates for November 2020 SEC Release:\n- Added entry selections for SMETS/CHTS Version: SMETS V4.3, SMETS V5.0, CHTS V1.4\n- Added entry selection for GBCS Version: GBCS V4.0\n- Added note that submissions for the &#39;Standalone Auxiliary Proportional Controller&#39; must use the Physical Device Type &#39;Single Element Electricity Meter&#39;\n\nOne New SMETS2 Device Model added:\n000471 - Honeywell Elster Gas Smart Meter 00:02:0C:05 (updated firmware version)\r\n"]
["1.240","18/01/2021","Two New SMETS2 Device Models added:\n000472 - Honeywell Elster Electricity Meter HW0101 09:01:40:09 (Updated Firmware)\n000473 - Honeywell Elster Electricity Meter HW0201 09:02:40:09 (Updated Firmware)\r\n\r\n"]
["1.241","19/01/2021","Three New SMETS2 Device Models added:\n000474 - Honeywell Elster Electricity Meter HW0101 01.35.F4.24 (Updated Firmware)\n000475 - Honeywell Elster Electricity Meter HW0201 02.35.F4.24 (Updated Firmware)\n000476 - Honeywell Elster Electricity Meter HW0101 09.01.40.07 (Updated Firmware)\r\n\r\n\r\n"]
["1.242","20/01/2021","Two New SMETS2 Device Models added:\n000477 - Secure Meters Liberty 101 ESME firmware 06:00:00:00 (Updated firmware)\n000478 - Secure Meters Liberty Gas 200 firmware 06:00:00:00 (Updated firmware)\r\n\r\n"]
["1.243","22/01/2021","One New SMETS2 Device Model added:\n000479 - Geotogether Trio II Touch Button Version 5.8.0 05:08:00:00 PPMID (Updated Firmware)\r\n"]
["1.244","01/02/2021","One New SMETS2 Device Model added:\n000480 - In Home Displays Limited SmartView2 PPMID 02:00:00:00\r\n"]
["1.245","17/02/2021","One New SMETS2 Device Model added:\n000481 - EDMI CS020 2.13.3 RC2 REV D Communications Hub 20:D0:D3:F6 (Updated Firmware)\r\n"]
["1.246","22/02/2021","Two New Device Models added:\n000482 - Flonidan G4SZV-1 SMETS2 Meter 32 13:03:0A:0A (updated firmware)\n000483 - Flonidan G4SZV-1 SMETS2 Meter 37 13:03:0A:0A (updated firmware)\r\n\r\n"]
["1.247","23/02/2021","One New Device Model added:\n000484 - Itron Intelis FGBB03 Smart Gas Meter 03:09:B6:20 (updated firmware)\r\n"]
["1.248","01/03/2021","One New Device Model added:\n000485 - Chameleon Technology UK LTD Pre-Payment Interface Device 00:0D 00:01:00:00 (updated firmware)\r\n"]
["1.249","09/03/2021","Two New Device Models added:\n000486 - Itron EM425-UK2 05:1A:05:09 4T (updated firmware)\n000487 - Itron EM425-UK2 05:1A:05:09 5T (updated firmware)\r\n\r\n"]
["1.250","09/03/2021","Two New Device Models added:\n000488 - Flonidan G4-6UDZV-2 01:06:06:05 GSME\n000489 - Flonidan G4-6UDZV-2 01:16:06:05 GSME\r\n\r\n"]
["1.251","12/03/2021","Three New Device Models added:\n000490 - EDMI GSME GS-68B 03.89.B8.00 (updated firmware)\n000491 - Honeywell Elster GSME Themis Evo 01:01 00:02:0C:07 (updated firmware)\n000492 - Honeywell Elster GSME Themis Evo 01:02 00:02:0C:07 (updated firmware)\r\n\r\n\r\n"]
["1.252","18/03/2021","One Device Model removed:\n000489 - Flonidan G4-6UDZV-2 01:16:06:05 GSME\nThis Device Model has been removed from the CPL as it is a clone release of Entry 488.\r\n"]
["1.253","19/03/2021","One New Device Model added:\n000493 - Chameleon Technology UK Ltd IHD6-CAD-PPMID (00:09) 00:02:02:02 (updated firmware)\r\n"]
["1.254","24/03/2021","One New Device Model added:\n000494 - Green Energy Options Trio+ PPMID 06:02:00:00\r\n"]
["1.255","09/04/2021","One New SMETS2 Device Model added and four new SMETS1 Device Models added:\n000495 -  In Home Displays SmartView4 Dual Band PPMID 01:00:00:00\n000496 - Green Energy Options PPMID 20:01:09:3D\n000497 - L+G Single Element ESME 23:07:01:00\n000498 - L+G GSME 03:02:01:68\n000499 - Trilliant Communications Hub 22:08:00:00\r\n\r\n\r\n\r\n\r\n"]
["1.256","12/04/2021","One New Device Model added :\n000500 -  In Home Displays SmartView3 Single Band PPMID 01:00:00:00\r\n"]
["1.257","16/04/2021","Two New Device Models added:\n000501 - Kaifa MA120 4T 15:10:13:17 ESME (updated firmware)\n000502 - Kaifa MA120B 5T 15:10:13:17 ESME (updated firmware)\r\n\r\n"]
["1.258","19/04/2021","One New Device Model added:\n000503 - Honeywell Elster GSME Themis Evo 01:01 00:02:0C:05 (updated firmware)\r\n"]
["1.259","20/04/2021","One New Device Model added:\n000504 - Chameleon IHD7-CAD-PPMID 00:01:00:00\r\n"]
["1.260","22/04/2021","One New Device Model added:\n000505 - Itron GSME Intelis FGBB03 03:89:B8:20\r\n"]
["1.261","23/04/2021","One New Device Model added:\n000506 - EDMI ES-30B Polyphase Electricity Metering Equipment 03.20.B7.20 (updated firmware)\r\n"]
["1.262","27/04/2021","Two New Device Models added:\n000507 - GWI G4-MG-SE-GM-V2 SMETS2 Gas Meter FVI (GSME) (updated firmware)\n000508 - GWI G4-MG-SE-GM-V2 SMETS2 Gas Meter TVI (GSME) (updated firmware)\r\n\r\n"]
["1.263","05/05/2021","Three New Device Models added:\n000509 - EDMI CS010 2.03.3 RC3 Rev C Communications Hub 20:30:D6:80 (updated firmware)\n000510 - EDMI CS010 2.03.3 RC3 Rev D Communications Hub 20:30:D6:80 (updated firmware)\n000511 - EDMI CS010 2.03.3 Rev E Communications Hub 20:30:D6:80 (updated firmware)\r\n\r\n\r\n"]
["1.264","11/05/2021","Three New SMETS2 Device Models added:\n000512 - In Home Displays Ltd SmartView2 PPMID 02:01:00:00\n000513 - In Home Displays Ltd SmartView3 PPMID 01:08:00:00\n000514 - In Home Displays Ltd SmartView4 PPMID 01:08:00:00\r\n\r\n\r\n"]
["1.265","24/05/2021","One New SMETS1 Device Model added:\n000515 - Aclara ESME 00:03:03:07\r\n"]
["1.266","01/06/2021","Three New SMETS1 Device Models added:\n000516 - PPMID Geo Together Duet II 10:21:03:00\n000517 - PPMID Geo Together Duet II 10:21:03:02\n000518 - PPMID Geo Together Duet II 10:21:03:03\r\n\r\n\r\n"]
["1.267","02/06/2021","Five New SMETS2 Device Models added:\n000519 - Itron ESME EM425-UK2 04:5D:05:09 4T\n000520 - Itron ESME EM425-UK2 04:99:05:09 4T\n000521 - Landis + Gyr ESME E470 02:02 38:04:02:02\n000522 - Landis + Gyr ESME E470 02:03 38:04:02:02\n000523 - Geo Together PPMID Trio II Accessible Display 05:07:01:00\r\n\r\n\r\n\r\n\r\n"]
["1.268","09/06/2021","One New SMETS1 Device Model added:\n000524 - Chameleon Technology IHD2 PPMID 01.00 00:01:00:00\r\n"]
["1.269","10/06/2021","Two New SMETS2 Device Models added:\n000525 - Chameleon Technology IHD7 CAD PPMID 00:11 00:01:05:00\n000526 - Chameleon Technology IHD7 PPMID 00:12 00:01:05:00\r\n\r\n"]
["1.270","10/06/2021","Two New SMETS2 Device Models added:\n000527 - EDMI ES-10B ESME 10:E2 03:14:B7:00\n000528 - EDMI ES-12B ESME 12:E2 03:14:B7:00\r\n\r\n"]
["1.271","17/06/2021","Two New SMETS2 Device Models added:\n000529 - Itron ESME EM425 UK2 05:1B:05:09 4T (updated firmware)\n000530 - Itron ESME EM425 UK2 05:1B:05:09 5T (updated firmware)\r\n\r\n"]
["1.272","22/06/2021","One New SMETS2 Device Model added:\n000531 -  Kaifa MA329B Three Phase Electricity Meter 02:30:14:19 (updated firmware)\r\n"]
["1.273","24/06/2021","Five New SMETS2 Device Models added:\n000532 - Toshiba SMIP Communications Hub SKU7 0D:00:00:00 (updated firmware)\n000533 - Toshiba SMIP Communications Hub SKU8 0D:00:00:00 (updated firmware)\n000534 - Toshiba SMIP Communications Hub SKU9 0D:00:00:00 (updated firmware)\n000535 - George Wilson Industries SMETS2 Gas Meter 01:C2:00:D1 FVI (updated firmware)\n000536 - George Wilson Industries SMETS2 Gas Meter 01:C2:00:D1 TVI (updated firmware)\r\n\r\n\r\n\r\n\r\n"]
["1.274","28/06/2021","One New SMETS2 Device Model added:\n000537 - EDMI ESME ES-10A 03.14.B7.00 (updated firmware)\r\n"]
["1.275","12/07/2021","One New SMETS1 Device Model added:\n000538 - Trilliant Communications Hub 21:0E:00:00\r\n"]
["1.276","21/07/2021","Five New SMETS2 Device Models added:\r\n000539 - Chameleon Technology IHD7 CAD PPMID 00:11 00:01:06:01\r\n000540 - EDMI GS-60B Gas Meter (updated firmware)\r\n000541 - GWI G4-MG-SE-GM-V2-DB SMETS2 Gas Meter FVI (GSME) (updated firmware)\r\n000542 - GWI  G4-MG-SE-GM-V2-DB SMETS2 Gas Meter TVI (GSME) (updated firmware)\r\n000543 - Aclara SGM1400B (updated firmware)"]
["1.277","21/07/2021","Five New SMETS2 Device Models added:\r\n000544 - Honeywell Elster GSME Themis Evo 01:01 00:02:0C:0A (updated firmware)\r\n000545 - Honeywell Elster GSME Themis Evo 01:02 00:02:0C:0A (updated firmware)\r\n000546 - Honeywell Elster GSME Themis Evo 01:01 00:02:0C:0C (updated firmware)\r\n000547 - Honeywell Elster GSME Themis Evo 01:02 00:02:0C:0C (updated firmware)\r\n000548 - Kaifa MA329B Polyphase Electricity Metering Equipment Meter 03:30:15:19 (updated firmware)"]
["1.278","30/07/2021","Two New SMETS1 Device Models added:\r\n000549 - Honeywell Elster Communications Hub AM110R 2E:DB:E9:07\r\n000550 - Secure Meters GSME Liberty EG4v15 C5:A1:00:01"]
["1.279","02/08/2021","Two New SMETS2 Device Models added:\r\n000551 - Kaifa Metering ESME Single Phase 4T MA120 15:10:14:17\r\n000552 - Kaifa Metering ESME Single Phase 5T MA120B 15:10:14:17"]
["1.280","05/08/2021","Nine New SMETS1 Device Models added:\r\n000553 - Green Energy Options BB IHD 20:21:09:00\r\n000554 - Green Energy Options BB IHD 20:71:09:00\r\n000555 - Landis & Gyr S1 G370 03:00:01:61\r\n000556 - Landis & Gyr S1 30:00:07:06\r\n000557 - Landis & Gyr S1 30:00:15:00\r\n000558 - Landis & Gyr S1 G370 03:00:01:67\r\n000559 - Landis & Gyr S1 G470 MK1 03:02:01:61\r\n000560 - Landis & Gyr S1 G470 MK1 03:02:01:63\r\n000561 - Landis & Gyr S1 G470 MK2 03:03:01:61"]
["1.281","10/08/2021","Two New SMETS2 Device Models added:\r\n000562 - Secure Meters ESME Liberty 101 07:00:00:00\r\n000563 - Secure Meters GSME Liberty 200 07:00:00:00"]
["1.282","13/08/2021","Two SMETS2 Device Models removed following approval by the Security Sub-Committee (SSC):\n000079 - Landis + Gyr G470 672 Gas Meter 03:03:02:44 \n000130 - Landis + Gyr G470 672 Gas Meter 03:03:02:44 (Device Model reflects GBCS Version 1.1 compliance)"]
["1.283","16/08/2021","Four New Device Models added:\r\n000564 - Toshiba SMETS2 Dual Band Communications Hub 13.3 SKU7 0D:03:00:00\r\n000565 - Toshiba SMETS2 Dual Band Communications Hub 13.3 SKU8 0D:03:00:00\r\n000566 - Toshiba SMETS2 Dual Band Communications Hub 13.3 SKU9 0D:03:00:00\r\n000567 - Secure Meters SMETS1 ESME Liberty 110 C1A10001"]
["1.284","17/08/2021","One New SMETS2 Device Model added:\r\n000568 - Chameleon Technology UK Ltd IHD6-CAD-PPMID-S1 (00:0C) 00:01:04:00 (updated firmware)\nOne Device Model has been removed following approval by the Security Sub-Committee (SSC):\n000023 - Landis + Gyr G470 672 Gas Meter 03:03:02:36"]
["1.285","23/08/2021","One New SMETS2 Device Model added:\r\n000569 - Wistron NeWeb Corp Dual Band Comms Hub v2.0.0.6 02:00:00:06"]
["1.286","02/09/2021","One New SMETS2 Device Model added:\r\n000570 - Itron Metering Solutions UK Limited GSME Intelis FGBB03 DB 03:89:B8:30"]
["1.287","06/09/2021","One New SMETS2 Device Model added:\r\n000571 - Landis + Gyr ESME E470 38:04:02:02"]
["1.288","09/09/2021","One New SMETS2 Device Model added:\r\n000572 - System Level Solutions Double Band HCALCS 01:00:00:10"]
["1.289","10/09/2021","Three New SMETS2 Device Models added:\r\n000573 - In Home Displays Ltd SmartView2 PPMID 02:01:01:00 (updated firmware)\r\n000574 - In Home Displays Ltd SmartView3 PPMID 01:15:00:00 (updated firmware)\r\n000575 - In Home Displays Ltd SmartView4 PPMID 01:15:00:00 (updated firmware)"]
["1.290","30/09/2021","One New SMETS2 Device Model added:\r\n000576 - Chameleon Technology Ltd UK IHD7-CAD-PPMID 00:01:08:01"]
["1.291","06/10/2021","Three New SMETS2 Device Models added:\r\n000577 - Wistron NeWeb Corp Single Band Comms Hub 01:00 04:00:00:06 (updated firmware)\r\n000578 - Wistron NeWeb Corp Single Band Comms Hub 01:01 04:00:00:06 (updated firmware)\r\n000579 - Wistron NeWeb Corp Single Band Comms Hub 01:02 04:00:00:06 (updated firmware)"]
["1.292","22/10/2021","One New SMETS2 Device Model added:\r\n000580 - Landis + Gyr ESME E470 38:04:01:06 (updated firmware)"]
["1.293","26/10/2021","One New SMETS2 Device Model added:\r\n000581 - Landis + Gyr GSME G470 03:03:22:54 (updated firmware)"]
["2.000","04/11/2021","The CPL has been upgraded to version 2.000 with the following changes:\n- A new validation function has been included in the ‘CPL – New Entry’ tab\n- The GBCS, SMETS and CHTS versions have been updated to reflect the 4 November 2021 Release\n- The Device Level Versioning has been updated in accordance with the TSAT tables of the 4 November 2021 Release"]
["2.001","10/11/2021","Two new SMETS2 Devices added \r\n000582 - Kaifa Metering ESME MA120 4T 16:10:15:17\r\n000583 - Kaifa Metering ESME MA120B 5T 16:10:15:17"]
["2.002","12/11/2021","One new SMETS1 device model added:\r\n000584 - Trilliant Communications Hub SEAP-2001 22:07:00:00"]
["2.003","16/11/2021","One new SMETS2 device model added:\r\n000585 - EDMI Dual Band Communications Hub Fylingdales CS-21 20:D0:D3:F6"]
["2.004","17/11/2021","One new SMETS2 device model added:\r\n000586 - Kaifa Metering MA329B Polyphase ESME 04:30:17:19"]
["2.005","22/11/2021","One new SMETS2 device model added:\r\n000587 - MeteRSit S.R.L. GSME MMU6 2.4GHz RC51.22 F9:06:AE:EC"]
["2.006","21/12/2021","Thirteen new SMETS1 device models added:\r\n000588 - Secure Meters UK Limited Comms Hub 0101 C7:A1:00:02\r\n000589 - Secure Meters UK Limited Comms Hub 0201 C7:A1:00:02\r\n000590 - Secure Meters UK Limited Comms Hub 0301 C8:A1:00:02\r\n000591 - Secure Meters UK Limited Comms Hub 0301 C8:A1:00:01\r\n000592 - Secure Meters UK Limited Liberty 110 ESME 0201 C1:A1:00:03\r\n000593 - Secure Meters UK Limited Liberty 100 ESME 0101 C0:A1:00:03\r\n000594 - Secure Meters UK Limited Liberty 100 ESME 0102 C0:A1:00:03\r\n000595 - Secure Meters UK Limited Liberty 112 ESME 0301 C2:A1:00:01\r\n000596 - Secure Meters UK Limited Liberty 112 ESME 0301 C2:A1:00:02\r\n000597 - Secure Meters UK Limited Liberty 114 ESME 0401 C2:A1:00:01\r\n000598 - Secure Meters UK Limited Liberty 114 ESME 0401 C2:A1:00:02\r\n000599 - Secure Meters UK Limited Liberty EG4v10 GSME 0501 C4:A1:00:03\r\n000600 - Secure Meters UK Limited Liberty EG4v15 GSME 0601 C5:A1:00:03"]
["2.007","22/12/2021","Twenty six new SMETS1 device models added:\r\n000601 - Landis + Gyr PPMID 0101 04:15:01:00\r\n000602 - Landis + Gyr PPMID 0101 04:16:01:00\r\n000603 - Landis + Gyr PPMID 0101 04:16:03:01\r\n000604 - Landis + Gyr PPMID 0101 04:16:05:00\r\n000605 - Landis + Gyr PPMID 0101 04:16:05:01\r\n000606 - Landis + Gyr PPMID 0101 04:19:00:04\r\n000607 - Landis + Gyr PPMID 0101 04:19:00:06\r\n000608 - Landis + Gyr PPMID 0101 04:20:00:00\r\n000609 - Landis + Gyr PPMID 0101 04:21:00:00\r\n000610 - Landis + Gyr PPMID 0101 04:21:00:01\r\n000611 - Landis + Gyr PPMID 0101 04:22:00:00\r\n000612 - Landis + Gyr PPMID 0101 05:16:00:00\r\n000613 - Landis + Gyr PPMID 0101 05:19:00:00\r\n000614 - Green Energy Options PPMID 0200 10:01:04:2A\r\n000615 - Green Energy Options PPMID 0200 10:01:04:D2\r\n000616 - Green Energy Options PPMID 0200 10:11:05:00\r\n000617 - Green Energy Options PPMID 0200 10:41:08:00\r\n000618 - Green Energy Options PPMID 0200 10:41:08:02\r\n000619 - Green Energy Options PPMID 0200 10:41:08:03\r\n000620 - Green Energy Options PPMID 0200 20:01:08:3D\r\n000621 - Green Energy Options PPMID 0200 20:01:08:47\r\n000622 - Green Energy Options PPMID 0200 20:01:09:52\r\n000623 - Green Energy Options PPMID 0200 20:11:09:02\r\n000624 - Green Energy Options PPMID 0200 30:91:09:01\r\n000625 - Green Energy Options PPMID 0200 30:91:09:34\r\n000626 - Green Energy Options PPMID 0200 31:01:09:01"]
["2.008","24/12/2021","One new SMETS1 device model added:\r\n000627 - Trilliant Comms Hub SEAP2001 22:0A:00:00"]
["2.009","02/02/2022","DLMS_version selection: Removed CTT 3.0; added CTT 4.0 and CTT 4.1.\nOne new SMETS2 device model added:\r\n000628 - Landis + Gyr GSME G470 672 03.03.32.54"]
["2.010","07/02/2022","Six new CH device models added:\r\n000629 - Toshiba Communications Hub 12.36 SKU1 0C:24:00:00\r\n000630 - Toshiba Communications Hub 12.36 SKU2 0C:24:00:00\r\n000631 - Toshiba Communications Hub 12.36 SKU3 0C:24:00:00\r\n000632 - Toshiba Communications Hub 13.3 SKU7 0D:03:00:00\r\n000633 - Toshiba Communications Hub 13.3 SKU8 0D:03:00:00\r\n000634 - Toshiba Communications Hub 13.3 SKU9 0D:03:00:00"]
["2.011","14/02/2022","One new SMETS2 device model added:\r\n000635 - Landis + Gyr ESME E470 38:04:02:02"]
["2.012","16/02/2022","Two New SMETS2 Device Models added:\r\n000636 - Landis + Gyr ESME E470 0203 38:90:00:10\r\n000637 - Landis + Gyr ESME E470 0204 38:90:00:10"]
["2.013","18/02/2022","Twelve new SMETS2 device models added:\r\n000638 - Aclara Single ESME 0207 00:07:08:04\r\n000639 - Aclara Single ESME 0100 00:07:08:04\r\n000640 - Aclara Single ESME 0107 00:07:08:04\r\n000641 - Aclara Single ESME 0301 00:07:08:04\r\n000642 - Aclara Single ESME 0302 00:07:08:04\r\n000643 - Aclara Single ESME 0401 00:07:08:04\r\n000644 - Aclara Single ESME 0402 00:07:08:04\r\n000645 - Aclara Twin ESME 0501 00:07:08:04\r\n000646 - Aclara Twin ESME 0502 00:07:08:04\r\n000647 - Aclara Polyphase ESME 0601 00:07:08:04\r\n000648 - Aclara Polyphase ESME 0701 00:07:08:04\r\n000649 - Aclara Polyphase ESME 0801 00:07:08:04"]
["2.014","22/02/2022","One new SMETS2 device model added:\r\n000650 - MeteRSit Domus Next MMU6 Dual Band GSME 22:12:2E:28"]
["2.015","25/02/2022","An incorrect Hash value was submitted on entry number 000627 - Trilliant Comms Hub SEAP2001 22:0A:00:00.\n\nTo correct the error, a DCC Incident was raised. The incorrect Hash value has been replaced with the corrected Hash value on entry number 000627."]
["2.016","01/03/2022","Two New SMETS2 device models added:\r\n000651 - Secure Meters UK Limited Liberty 101 ESME 08:00:00:00\r\n000652 - Secure Meters UK Limited Liberty 200 GSME 08:00:00:00"]
["2.017","04/03/2022","One new SMETS1 device model added:\r\n000653 - Aclara ESME SGM1312 00:03:03:08"]
["2.018","11/03/2022","One new SMETS2 device model added: \r\n000654 - Chameleon Technology PPMID IHD3 00:01:01:00"]
["2.019","16/03/2022","Four new SMETS2 device models added:\r\n000655 - Itron Metering Solutions ESME EM425-UK2 4T 05:1B:05:0D\r\n000656 - Itron Metering Solutions ESME EM425-UK2 5T 05:1B:05:0D\r\n000657 - Itron Metering Solutions ESME EM425-UK2 4T 05:22:05:0D\r\n000658 - Itron Metering Solutions ESME EM425-UK2 5T 05:22:05:0D"]
["2.020","22/03/2022","Two new SMETS2 Device models added:\r\n000659 - Kaifa Metering ESME MA120 4T 6.1 17:10:16:17\r\n000660 - Kaifa Metering ESME MA120B 5T 3.0 17:10:16:17"]
["2.021","24/03/2022","One new SMETS2 device model added:\r\n000661 - Chameleon PPMID IHD3 00:02:00:00"]
["2.022","29/03/2022","Four new SMETS2 devices added:\r\n000662 - Landis+Gyr ESME E470 00:06 0204 38:04:04:04\r\n000663 - Landis+Gyr ESME E470 00:05 0202 38:04:04:04\r\n000664 - Landis+Gyr ESME E470 00:05 0203 38:04:04:04\r\n000665 - Landis+Gyr ESME E470 00:05 0204 38:04:04:04"]
["2.023","30/03/2022","One new SMETS1 Device Model added.\r\n000666 - Itron Metering Solutions ESME 03:50:53:17"]
["2.024","31/03/2022","Three new SMETS2 device models added:\r\n000667 - Landis+Gyr ESME E470 02:01 24:04:04:04\r\n000668 - Landis+Gyr ESME E470 02:02 24:04:04:04\r\n000669 - Itron Metering Solutions GSME Intelis 03:09:B6:30"]
["2.025","07/04/2022","One new SMETS2 device model added:\r\n000670 - Green Energy Options Trio II Touch Button PPMID 05:10:00:00"]
["2.026","03/05/2022","Two new SMETS2 device models added: \r\n000671 - In Home Displays Limited SmartView3 PPMID 01:1F:00:00\r\n000672 - In Home Displays Limited SmartView4 PPMID 01:1F:00:00"]
["2.027","09/05/2022","One new SMETS2 device model added:\r\n000673 - Itron Intelis FGBB03 Double Band GSME 03:89:B8:40"]
["2.028","06/06/2022","Three New SMETS2 Device Models added:\r\n000674 - George Wilson Industries GSME 01:C8:00:D1 Front Viewing Index\r\n000675 - George Wilson Industries GSME 01:C8:00:D1 Top Viewing Index\r\n000676 - Secure Meters GSME Liberty 200 09:00:00:00"]
["2.029","20/06/2022","Three new SMETS2 device models added.\r\n000677 - Wistron NeWeb Corp Communications Hub 01:00 04:00:00:07\r\n000678 - Wistron NeWeb Corp Communications Hub 01:01 04:00:00:07\r\n000679 - Wistron NeWeb Corp Communications Hub 01:02 04:00:00:07"]
["2.030","23/06/2022","One new SMETS2 GSME added:\r\n000680 - Landis & Gyr GSME 47:72 \n03:03:32:54"]
["2.031","24/06/2022","Two new SMETS2 ESMEs added:\r\n000681 - Kaifa Metering ESME 31:38 16:16:16:20\r\n000682 - Kaifa Metering ESME 31:39 16:16:16:20"]
["2.032","28/06/2022","Sixteen new SMETS2 device models added:\r\n000683 - Aclara SGM1411B ESME 02:07 00:07:08:06\r\n000684 - Aclara SGM1415B ESME 03:01 00:07:08:06\r\n000685 - Aclara SGM1415B ESME 03:02 00:07:08:06\r\n000686 - Aclara SGM1416B ESME 04:01 00:07:08:06\r\n000687 - Aclara SGM1416B ESME 04:02 00:07:08:06\r\n000688 - Aclara SGM1422B Twin ESME 05:01 00:07:08:06\r\n000689 - Aclara SGM1422B Twin ESME 05:02 00:07:08:06\r\n000690 - Aclara SGM1431B Polyphase ESME 06:02 00:07:08:04\r\n000691 - Aclara SGM1431B Polyphase ESME 06:01 00:07:08:06\r\n000692 - Aclara SGM1431B Polyphase ESME 06:02 00:07:08:06\r\n000693 - Aclara SGM1432B Polyphase ESME 07:02 00:07:08:04\r\n000694 - Aclara SGM1432B Polyphase ESME 07:01 00:07:08:06\r\n000695 - Aclara SGM1432B Polyphase ESME 07:02 00:07:08:06\r\n000696 - Aclara SGM1433B Polyphase ESME 08:02 00:07:08:04\r\n000697 - Aclara SGM1433B Polyphase ESME 08:01 00:07:08:06\r\n000698 - Aclara SGM1433B Polyphase ESME 08:02 00:07:08:06"]
["2.033","29/06/2022","Two new SMETS2 device models added:\r\n000699 - Aclara SGM1412B ESME 01:00 00:07:08:06\r\n000700 - Aclara SGM1412B ESME 01:07 00:07:08:06"]
["2.034","01/07/2022","One new SMETS2 ESME added. \r\n000701 - Kaifa Metering Polyphase ESME MA329B 05:30:18:20"]
["2.035","19/07/2022","Two new SMETS2 device models added:\r\n000702 - Kaifa Metering ESME MA120 4T 16:16:17:20\r\n000703 - Kaifa Metering ESME MA120B 5T 16:16:17:20"]
["2.036","01/08/2022","1) DLMS_Certificate - DLMS_version: Added CTT 4.2 as option\n2) Support of Standard CPA Certificates \"[E] \" and Lifetime CPA Certificates \"[R] \" "]
["2.037","09/08/2022","One new SMETS2 device model added:\r\n000704 - Kaifa Metering Polyphase ESME MA329B 05:30:19:20"]
["2.038","12/08/2022","One new SMETS2 device model added:\r\n000705 - Secure Liberty 101 Single Element ESME A0:A1 09:00:00:00"]
["2.039","18/08/2022","The National Cyber Security Centre (NCSC) has granted a new CPA Certificate and Risk Review date to Toshiba for the entries that were set to expire on 30 August 2022. The new Certificate, [R] NCSC-1433053936-3917, replaces [E] SMCH60812475. A Risk Review for the new CPA Certificate will need to be completed by 30 August 2023. 48 current entries have been updated to reflect this change. "]
["2.040","19/08/2022","One new SMETS2 device model added:\r\n000706 - Green Energy Options Trio II Touch Button PPMID 05:10:00:00"]
["2.041","22/08/2022","One new SMETS2 device added:\r\n000707 - Secure Meters Liberty 200 868MHz GSME 10:31 B0:A2 08000000"]
["2.042","23/08/2022","Two new SMETS2 devices added:\r\n000708 - Kaifa Metering Single Phase ESME MA120 4T 17:10:17:17\r\n000709 - Kaifa Metering Single Phase ESME MA120B 5T 17:10:17:17"]
["2.043","24/08/2022","The National Cyber Security Centre (NCSC) has granted a new CPA Certificate and Risk Review date to EDMI for the entries that were set to expire on 30 August 2022. The new Certificate, [R] NCSC-1433053936-3918, replaces [E] SMCH58603416. A Risk Review for the new CPA Certificate will need to be completed by 30 August 2023. 19 current entries have been updated to reflect this change.\n\nThree new SMETS2 device models added:\r\n000710 - Toshiba Communications Hub Single Band SKU1 0C:24:00:00\r\n000711 - Toshiba Communications Hub Single Band SKU2 0C:24:00:00\r\n000712 - Toshiba Communications Hub Single Band SKU1 0C:24:00:00"]
["2.044","25/08/2022","Upon approval of the Security Sub-Committee (SSC), entries 000629, 000630 and 000631 (all Toshiba SMETS2+ Comms Hubs) have been removed as they contained an incorrect CHTS and GBCS combination. Entries 000710, 000711 and 000712 contain the correct CHTS and GBCS combination."]
["2.045","30/08/2022","Nine SMETS2 device models added:\r\n000713 - Toshiba Communications Hub Compal NAND SKU1 0D:05:00:02\r\n000714 - Toshiba Communications Hub Compal NAND SKU2 0D:05:00:02\r\n000715 - Toshiba Communications Hub Compal NOR SKU1 0D:05:00:02\r\n000716 - Toshiba Communications Hub Compal NOR SKU2 0D:05:00:02\r\n000717 - Toshiba Communications Hub Inventec SKU1 0D:05:00:02\r\n000718 - Toshiba Communications Hub Inventec SKU2 0D:05:00:02\r\n000719 - Toshiba Communications Hub Inventec SKU3 0D:05:00:02\r\n000720 - Toshiba Communications Hub Compal NAND SKU3 0D:05:00:02\r\n000721 - Toshiba Communications Hub Compal NOR SKU3 0D:05:00:02"]
["2.046","02/09/2022","Two new SMETS2 GSME device models added\r\n000722 - Flonidan Gas Smart Meter  G4SDZV-2 1 05:08:06:05\r\n000723 - Flonidan Gas Smart Meter G4SDZV-2 2 05:08:06:05"]
["2.047","06/09/2022","Updated Entry 000001: The National Cyber Security Centre (NCSC) has granted a new CPA Certificate and Risk Review date to EDMI for the entries that were set to expire on 30 August 2022. The new Certificate, [R] NCSC-1433053936-3918, replaces [E] SMCH58603416. A Risk Review for the new CPA Certificate will need to be completed by 30 August 2023.\n\nOne new SMETS1 device model added:\r\n000724 - Aclara SGM1312 ESME 00:03:03:0A"]
["2.048","07/09/2022","One new SMETS1 device model added:\r\n000725 - Itron Comms Hub 03.36 03:36:53:37"]
["2.049","13/09/2022","Three new SMETS2 device models added:\r\n000726 - Wistron NeWeb Corp Single Band Comms Hub 1.0 04:01:00:03\r\n000727 - Wistron NeWeb Corp Single Band Comms Hub 1.1 04:01:00:03\r\n000728 - Wistron NeWeb Corp Single Band Comms Hub 1.2 04:01:00:03"]
["2.050","16/09/2022","Two new SMETS2 device models added:\r\n000729 - In Home Displays SmartView3 01:24:00:00\r\n000730 - In Home Displays SmartView4 01:24:00:00"]
["2.051","21/09/2022","Two new SMETS2 device models added:\r\n000731 - George Wilson Industries GSME FVI 01:CA:00:D1\r\n000732 - George Wilson Industries GSME TVI 01:CA:00:D1"]
["2.052","18/10/2022","Seventeen new SMETS2 device models added:\r\n000733 - Aclara Single ESME SGM1411B 02:07 00:07:08:0A\r\n000734 - Aclara Single ESME SGM1412B 01:00 00:07:08:0A\r\n000735 - Aclara Single ESME SGM1412B 01:07 00:07:08:0A\r\n000736 - Aclara Single ESME SGM1415B 03:01 00:07:08:0A\r\n000737 - Aclara Single ESME SGM1415B 03:02 00:07:08:0A\r\n000738 - Aclara Single ESME SGM1416B 04:01 00:07:08:0A\r\n000739 - Aclara Single ESME SGM1416B 04:02 00:07:08:0A\r\n000740 - Aclara Twin ESME SGM1422B 05:01 00:07:08:0A\r\n000741 - Aclara Twin ESME SGM1422B 05:02 00:07:08:0A\r\n000742 - Aclara Polyphase SGM1431B 06:01 ESME 00:07:08:0A\r\n000743 - Aclara Polyphase SGM1431B 06:02 ESME 00:07:08:0A\r\n000744 - Aclara Polyphase SGM1432B 07:01 ESME 00:07:08:0A\r\n000745 - Aclara Polyphase SGM1432B 07:02 ESME 00:07:08:0A\r\n000746 - Aclara Polyphase SGM1433B 08:01 ESME 00:07:08:0A\r\n000747 - Aclara Polyphase SGM1433B 08:02 ESME 00:07:08:0A\r\n000748 - Kaifa Metering 4T MA120 Single ESME 16:16:18:20\r\n000749 - Kaifa Metering 5T MA120B Single ESME 16:16:18:20"]
["2.053","19/10/2022","One new SMETS2 device model added:\r\n000750 - Wistron NeWeb Corps Dual Band Communications Hub 02:01:00:03"]
["2.054","01/11/2022","The National Cyber Security Centre (NCSC) has granted a new CPA Certificate and Risk Review date to Wistron NeWeb Corp for the entries that were set to expire on 1 November 2022. The new CPA Certificates, [R] NCSC- 1433053936-3951 and [R] NCSC-1433053936-3950 replace [E] SMCH62279216, [E] NCSC-1433053936-2374 and [E] NCSC-1433053936-2484. A Risk Review for the new CPA Certificate will need to be completed by 1 November 2023. 30 current entries have been updated to reflect this change. "]
["2.055","03/11/2022","The GBCS versions, SMETS versions and CHTS versions available for CPL submissions have been updated in line with SEC Schedule 11 - Technical Specification Applicability Tables (TSAT) for the November 2022 SEC Release. The Device Level Versioning combinations have been adjusted to reflect the TSAT."]
["2.056","17/11/2022","Two new SMETS2 device models added:\r\n000751 - Itron Single ESME 5T EM425-UK2 05:22:05:0E\r\n000752 - Itron Single ESME 4T EM425-UK2 05:22:05:0E"]
["2.057","28/11/2022","One new SMETS2 device model added:\r\n000753 - Secure Meters Single ESME Liberty 116 08:00:00:00"]
["2.058","01/12/2022","Two new SMETS2 device models added:\r\n000754 - Chameleon Technology PPMID IHD3 00:22 00:01:01:02\r\n000755 - Chameleon Technology PPMID IHD3  00:21 00:01:01:02"]
["2.059","02/12/2022","One new SMETS2 device model added:\r\n000756 - Secure Meters Single ESME Liberty 101 0A:00:00:00"]
["2.060","16/12/2022","One new SMETS1 device model added:\r\n000757 - Secure Meters (UK) Limited PPMID Pipit 500 C6:A3:00:04"]
["2.061","11/01/2023","One new SMETS2 device model added:\r\n000758 - Flonidan GSME G4-6UDZV-2 02:07:06:05"]
["2.062","13/01/2023","Five new SMETS2 device models added:\r\n000759 - EDMI Single Band Comms Hub CS-10 Rev C 30:10:E4:0A\r\n000760 - EDMI Single Band Comms Hub CS-10 Rev D 30:10:E4:0A\r\n000761 - EDMI Single Band Comms Hub CS-10 Rev E 30:10:E4:0A\r\n000762 - EDMI Dual Band Comms Hub CS020 Rev D 30:B0:E1:1A\r\n000763 - EDMI Dual Band Comms Hub CS021 Rev B Fylingdales 30:B0:E1:1A"]
["2.063","30/01/2023","Three new SMETS2 Single Band Comms Hub models added\r\n000764 - WNC HW Single Band Comms Hub 57:31:01:00\r\n000765 - WNC HW Single Band Comms Hub 57:31:01:01\r\n000766 - WNC HW Single Band Comms Hub 57:31:01:02"]
["2.064","14/02/2023","Nine new SMETS2 device models added:\r\n000767 - Toshiba Communications Hub Single Band NAND SKU1 0D:06:00:00\r\n000768 - Toshiba Communications Hub Single Band NAND SKU2 0D:06:00:00\r\n000769 - Toshiba Communications Hub Single Band NAND SKU3 0D:06:00:00\r\n000770 - Toshiba Communications Hub Single Band NOR SKU1 0D:06:00:00\r\n000771 - Toshiba Communications Hub Single Band NOR SKU2 0D:06:00:00\r\n000772 - Toshiba Communications Hub Single Band NOR SKU3 0D:06:00:00\r\n000773 - Toshiba Communications Hub Single Band Inventec SKU1 0D:06:00:00\r\n000774 - Toshiba Communications Hub Single Band Inventec SKU2 0D:06:00:00\r\n000775 - Toshiba Communications Hub Single Band Inventec SKU3 0D:06:00:00"]
["2.065","23/02/2023","Four new SMETS2 device models added: \r\n000776 - EDMI Single ESME ES10A 03:14:BA:00\r\n000777 - EDMI Single ESME ES10B 03:14:BA:00\r\n000778 - EDMI Single ESME ES12B 03:14:BA:00\r\n000779 - EDMI GSME GS60B 03:09:BB:00"]
["2.066","02/03/2023","Two new SMETS2 device models added:\r\n000780 - Kaifa Metering Single ESME 4T MA120 17:10:19:17\r\n000781 - Kaifa Metering Single ESME 5T MA120B 17:10:19:17"]
["2.067","06/03/2023","Two new SMETS1 device models and two new SMETS2 device models added:\r\n000782 - Aclara SMETS2 Single ESME SGM1411B 00:08:08:0A\r\n000783 - Aclara SMETS2 Single ESME SGM1412B 00:08:08:0A\r\n000784 - Green Energy Options SMETS1 PPMID Trio II Touch Button 05:08:00:01\r\n000785 - Green Energy Options SMETS1 PPMID Trio II Touch Button 05:10:00:01"]
["2.068","15/03/2023","One new SMETS2 device model added:\r\n000786 - Kaifa Metering Polyphase ESME MA329B 05:30:19:20"]
["2.069","27/03/2023","Four new SMETS2 device models added:\r\n000787 - Itron Metering Single ESME EM425-UK2 4T 05:1A:05:0E\r\n000788 - Itron Metering Single ESME EM425-UK2 5T 05:1A:05:0E\r\n000789 - Itron Metering Single ESME EM425-UK2 4T 05:1B:05:0E\r\n000790 - Itron Metering Single ESME EM425-UK2 5T 05:1B:05:0E"]
["2.070","05/04/2023","The National Cyber Security Centre (NCSC) has granted a new CPA Certificate and Risk Review date to Landis + Gyr for the entries using CPA Certificate ESME1433053936-1264 that were set to expire on 11 April 2023. The new CPA Certificate, [R] NCSC-1433053936-4088 replaces [E] ESME1433053936-1264. A Risk Review for the new CPA Certificate will need to be completed by 11 April 2024. Seven current entries have been updated to reflect this change."]
["2.071","14/04/2023","Six new Device Models added:\r\n000791 - Aclara SMETS1 SGM1312 Single ESME 00:03:03:0C\r\n000792 - Landis+Gyr SMETS2 Single ESME E470 02:01 24:04:06:02\r\n000793 - Landis+Gyr SMETS2 Single ESME E470 02:02 24:04:06:02\r\n000794 - Landis+Gyr SMETS2 Single ESME E470 02:02 38:04:06:02\r\n000795 - Landis+Gyr SMETS2 Single ESME E470 02:03 38:04:06:02\r\n000796 - Landis+Gyr SMETS2 Single ESME E470 02:04 38:04:06:02"]
["2.072","18/05/2023","One new SMETS1 Device model added:\r\n000797 - Trilliant Communications Hub SEAP-2000-V 21:0F:00:00"]
["2.073","30/05/2023","One new SMETS2 device model added:\r\n000798 - GEO SMETS2 PPMID 05:11:00:00"]
["2.074","02/06/2023","Six existing SMETS2 Devices removed"]
["2.075","06/06/2023","10 new SMETS2 device models added:\r\n000799 - Toshiba SMETS2 Single Band Communications Hub Compal NAND SKU1\r\n000800 - Toshiba SMETS2 Single Band Communications Hub Compal NAND SKU2\r\n000801 - Toshiba SMETS2 Single Band Communications Hub Compal NOR SKU1\r\n000802 - Toshiba SMETS2 Single Band Communications Hub Compal NOR SKU2\r\n000803 - Toshiba SMETS2 Dual Band Communications Hub Compal SKU7\r\n000804 - Toshiba SMETS2 Dual Band Communications Hub Compal SKU8\r\n000805 - Toshiba SMETS2 Single Band Communications Hub Inventec NAND SKU1\r\n000806 - Toshiba SMETS2 Single Band Communications Hub Inventec NAND SKU2\r\n000807 - Toshiba SMETS2 Dual Band Communications Hub Inventec SKU 7\r\n000808 - Toshiba SMETS2 Dual Band Communications Hub Inventec SKU 8"]
["2.076","08/06/2023","One new SMETS2 Device model added:\r\n000809 - Landis+Gyr SMETS2 GSME 03:03:55:22"]
["2.077","09/06/2023","Two new SMETS2 Device models added:\r\n000810 - Flonidan SMETS2 GSME 00:00 03:00\r\n000811 - Flonidan SMETS2 GSME 00:00 09:00"]
["2.078","15/06/2023","One new SMETS2 device model added:\r\n000812 - Chameleon PPMID Ivie Bud 00:01:03:01"]
["2.079","16/06/2023","The National Cyber Security Centre (NCSC) has granted a new CPA Certificate and Risk Review date to Landis & Gyr for the entries that were set to expire on 25/06/2023. The new Certificate, [R] NCSC-1433053936-4144, replaces [E] 1433053936-2515. A Risk Review for the new CPA Certificate will need to be completed by 31/01/2024. 6 current entries have been updated to reflect this change."]
["2.080","20/06/2023","The National Cyber Security Centre (NCSC) has granted a new CPA Certificate and Risk Review date to EDMI for the entries that were set to expire on 23/06/2023. The new Certificate, [R] NCSC-1433053936-4165, replaces [E] 1433053936-2808 and [E] 1433053936-4023. A Risk Review for the new CPA Certificate will need to be completed by 22/06/2024. 13 current entries have been updated to reflect this change."]
["2.081","28/06/2023","7 L&G Gas Meters have had their Risk Review date for Lifetime CPA updated as per a new letter received from NCSC, correcting the original date."]
["2.082","29/06/2023","Added selection option 'Security Characteristics version 1.4' for CPA_Certificate.security_characteristics_version\nAdded selection option 'CTT 4.3' for DLMS_Certificate.DLMS_version\n\nFive new Device Models added\r\n000813 - Toshiba SMETS2 Single Band Communications Hub 0E:02:00:00\r\n000814 - Toshiba SMETS2 Single Band Communications Hub 0E:02:00:00\r\n000815 - Toshiba SMETS2 Single Band Communications Hub 0E:02:00:00\r\n000816 - Toshiba SMETS2 Single Band Communications Hub 0E:02:00:00\r\n000817 - Toshiba SMETS2 Single Band Communications Hub 0E:02:00:00"]
["2.083","30/06/2023","Three new SMETS2 Device Models added\r\n000818 - KAIFA Single Element ESME\r\n000819 - KAIFA Single Element ESME\r\n000820 - KAIFA Single Element ESME"]
["2.084","06/07/2023","One new SMETS2 GSME added:\r\n000821 - Landis+Gyr SMETS2 GSME 03:03:55:24"]
["2.085","12/07/2023","One new SMETS2 device model added:\r\n000822 - EDMI Polyphase ESME ES30B 03:20:BA:00"]
["2.086","18/07/2023","17 new SMETS2 Devices added\r\n000823 - Aclara SMETS2 ESME\r\n000824 - Aclara SMETS2 ESME\r\n000825 - Aclara SMETS2 ESME\r\n000826 - Aclara SMETS2 ESME\r\n000827 - Aclara SMETS2 ESME\r\n000828 - Aclara SMETS2 ESME\r\n000829 - Aclara SMETS2 ESME\r\n000830 - Aclara SMETS2 ESME\r\n000831 - Aclara SMETS2 ESME\r\n000832 - Aclara SMETS2 ESME\r\n000833 - Aclara SMETS2 ESME\r\n000834 - Aclara SMETS2 ESME\r\n000835 - Aclara SMETS2 ESME\r\n000836 - Aclara SMETS2 ESME\r\n000837 - Aclara SMETS2 ESME\r\n000838 - Aclara SMETS2 ESME\r\n000839 - Aclara SMETS2 ESME"]
["2.087","19/07/2023","Two new SMETS1 Devices added\r\n000840 - TRILLIANT SMETS1\r\n000841 - TRILLIANT SMETS1 22:0B:00:00"]
["2.088","27/07/2023","Three new SMETS2 Device Models added\r\n000842 - EDMI SMETS2 GSME 03:89:BB:00\r\n000843 - George Wilson SMETS2 GSME 01:F0:00:D1\r\n000844 - George Wilson SMETS2 GSME 01:F0:00:D1"]
["2.089","01/08/2023","Two new SMETS2 Device Models added:\r\n000845 - L&G GSME G470 03:03:55:22\r\n000846 - L&G GSME G470 03:03:55:24"]
["2.090","30/08/2023","Five new SMETS2 CHs added; 2 Dual Band and 3 Single Band EDMI CHs.\r\n000847 - EDMI DBCH\r\n000848 - EDMI DBCH\r\n000849 - EDMI SBCH\r\n000850 - EDMI SBCH\r\n000851 - EDMI SBCH"]
["2.091","01/09/2023","Three new SMETS2 GSME Device Models added.\r\n000852 - MeteRSit GSME\r\n000853 - Flonidan GSME\r\n000854 - Flonidan GSME"]
["2.092","06/09/2023","Three new SMETS2 ESMEs added and 1 new SMETS2 PPMID added.\r\n000855 - SMETS2 Chameleon PPMID\r\n000856 - SMETS2 EDMI ESME ES10A\r\n000857 - SMETS2 EDMI ESME ES10B\r\n000858 - SMETS2 EDMI ESME ES12B"]
["2.093","12/09/2023","One new SMETS2 ESME added. \r\n000859 - SMETS2 EDMI ESME ES10B"]
["2.094","13/09/2023","Two new SMETS2 Device models added:\r\n000860 - Flonidan GSME G4SZV-2/G4SDZV-2 FW 07:08:06:0A\r\n000861 - EDMI ESME ES30B firmware 03:20:BA:10"]
["2.095","15/09/2023","78 existing SMETS2 Toshiba CHs have had their Expiry Dates amended to reflect the new risk review date."]
["2.096","21/09/2023","Two new SMETS2 Device models added:\r\n000862 - Flonidan GSME G4-6UDZV-2 03:06:06:0A\r\n000863 - Flonidan GSME G4-6UDZV-2 03:07:06:0A"]
["2.097","03/11/2023","Added support for Trial Device Certificate as per MP172 'Reduced CPA & CPL requirements for innovation and Device field trials'.\nUpdated Device Level Versioning in accordance with TSAT Schedule 11 of the November 2023 Release.\nTwo new SMETS2 Device models added.\r\n000864 - GWi SMETS 2 Gas Smart Meter FVI\r\n000865 - GWi SMETS 2 Gas Smart Meter TVI"]
["2.098","09/11/2023","Added four new SMETS2 Device models and 21 Itron ESME entries have been updated to reflect new Lifetime CPA certificates.  \r\n000866 - WNC SBCH 5.0.0.7 HW1.0\r\n000867 - WNC SBCH 5.0.0.7 HW1.1\r\n000868 - WNC SBCH 5.0.0.7 HW1.2\r\n000869 - WNC DBCH 3.0.0.7 HW1.1"]
["2.099","23/11/2023","One new SMETS2 Device model added.\r\n000870 - [To Be Completed]"]
["2.100","29/11/2023","One new PPMID Device model added.\r\n000871 - [To Be Completed]"]
["2.101","06/12/2023","Four new SMETS2 Device models added and 11 Honeywell ESME Devices were updated to reflect new CPA Lifetime certificates.\r\n000872 - Honeywell SMETS2 ESME AS302P 09:01:41:23\r\n000873 - Honeywell SMETS2 ESME AS302P 09:02:41:23\r\n000874 - Honeywell SMETS2 ESME AS302P 09:01:40:11\r\n000875 - Honeywell SMETS2 ESME AS302P 09:02:40:11"]
["2.102","21/12/2023","Two Geo SMETS1 PPMIDs added\r\n000876 - GEO SMETS1 PPMID1 05:05:00:01\r\n000877 - GEO SMETS1 PPMID2 05:05:00:01"]
["2.103","11/01/2024","One IHDL SMETS2 PPMID added\r\n000878 - IHDL SMETS2 PPMID 02:84:00:00"]
["2.104","15/01/2024","Set option for Security Characteristics to only allow 'Not Relevant' when using a Trial Device Certificate for SMETS2 Devices. \r\n000879 - IHDL PPMID"]
["2.105","22/01/2024","One new SMETS2 PPMID added"]
["2.106","24/01/2024","Three new SMETS1 Device Models added\r\n000880 -Itron SMETS1 GSME 02:94:10:D6\r\n000881 - Itron SMETS1 PPMID 00:01:07:01\r\n000882 - Itron SMETS1 PPMID 00:01:08:02"]
["2.107","29/01/2024","Two new SMETS2 PPMID Device Models added\r\n000883 - IHDL SMETS2 PPMID1 00:0B\r\n000884 - IHDL SMETS2 PPMID2 00:06"]
["2.108","02/02/2024","Two New SMETS2 EMSE device models added:\r\n000885 - Kaifa SMETS2 ESME MA120 4T 19:10:24:18\r\n000886 - Kaifa SMETS2 ESME MA120B 5T 19:10:24:18"]
["2.109","14/02/2024","8 existing entries updated to reflect new Lifetime CPA certificates; 19 existing entries updated to reflect new Risk Review dates."]
["2.110","20/02/2024","One new SMETS2 PPMID added\r\n000887 - GEO SMETS2 PPMID 07:03:00:00"]
["2.111","05/03/2024","One new SMETS2 ESME added and the National Cyber Security Centre (NCSC) has granted a new CPA Certificate and Risk Review date to Kaifa for entries that were set to expire on 08/03/2024. The new Certificate, [R] NCSC-1433053936-4379, replaces [E] 1433053936-2444. A Risk Review for the new CPA Certificate will need to be completed by 07/03/2025. 35 current entries have been updated to reflect this change.\r\n000888 - SecureMeters SMETS2 ESME 0C:00:00:00"]
["2.112","06/03/2024","The National Cyber Security Centre (NCSC) has granted a new CPA Certificate and Risk Review date to Kaifa for entries that were set to expire on 08/03/2024. The new Certificate, [R] NCSC-1433053936-4379, replaces [E] 1433053936-2444. A Risk Review for the new CPA Certificate will need to be completed by 07/03/2025. 1 current entries have been updated to reflect this change that was missed during the update on 2.111"]
["2.113","11/03/2024","Two new SMETS2 ESMEs added\r\n000889 - Kaifa SMETS2 ESME MA120\r\n000890 - Kaifa SMETS2 ESME MA120B"]
["2.114","15/03/2024","One new SMETS2 Gas Smart Meter added\r\n000891 - Secure SMETS2 GSME \nB0:A1 0C:00:00:00"]
["2.115","20/03/2024","One new SMETS2 IHD added\r\n000892 - Chameleon SMETS2 IHD 00:01:05:00"]
["2.116","27/03/2024","Updated Lifetime CPA Risk Review date for 37 Kaifa ESMEs based on new NCSC letter."]
["2.117","03/04/2024","1 new Pre-Payment Interface Device added.\r\n000893 - 1 GEO Energy PPMID 07:04:00:00"]
["2.118","08/04/2024","5 new SMETS2 EDMI CHs added\r\n000894 - SMETS2 EDMI single band CH, Rev C\r\n000895 - SMETS2 EDMI single band CH, Rev E\r\n000896 - SMETS2 EDMI single band CH Rev D\r\n000897 - SMETS2 EDMI dual band CH Rev D\r\n000898 - SMETS2 EDMI dual band CH, Fylingdales, Rev B"]
["3.000","09/04/2024","This version implements the functionality for MP231. Any new CPL submission must be based on this CPL version 3.000 or a later release."]
["3.001","15/04/2024","26 EDMI Devices had Lifetime CPA Risk Review amended\n3 L&G Devices removed per SSC direction\n27 EDMI Devices removed per SSC direction"]

{"sheet":"CPL - New Entry","index":1,"n_rows":43,"n_cols":7,"rows_kept":43,"cut":false,"hidden":false,"merged":[[0,0,0,1],[1,0,1,1],[2,0,2,6],[3,0,3,6]]}
["Central Products List - New Entry Form"]
["Version 3.001 Issued on 15-04-2024"]
["This form is to be used to submit a new Device Model and/or Manufacturer Image (with their SEC meanings) for inclusion in the CPL. Supporting material - specifically the required assurance certificates - will need to be provided along with this completed."]
["Please only complete the cells marked in light green and yellow (if submitting a Manufacturer Image). The details on each row lay out the details required in each cases, and their format."]
[]
["Data Group","Data Attribute","Notes","Conditionality rule","Format","Valid values","New Entry's Details"]
["Entry","number","This field is to identify uniquely each CPL entry. Entries will never be deleted once created. This field is to aid configuration management.","Must be specified","6 octet utf-8 string containing a unique number serially allocated from 000001 ","000001 to 999999","This value is allocated by SECAS"]
["Entry","status","This field annotates whether the entry detailed in a row can be used at this version of the CPL. Only entries marked 'Current' shall be treated as being on the Certified Products List, with the SEC meaning.","Must be specified","7 octet utf-8 string","Must be one of:\r\n - Current\r\n - Removed\r\n","This value is allocated by SECAS"]
["Device_Type","name","A SEC categorisation of devices, which derives from the SMETS /CHTS categories. Note that, as per clause 2.9 of the SEC Subsidiary Document, Inventory Enrolment and Withdrawal Procedures, 'a Type 2 Device shall not be identified in the Certified Products.","Must be specified","Up to 50 octet utf-8 string","Must be one of:\r\n - Communications Hub\r\n - Gas Smart Meter\r\n - HAN Connected Auxiliary Load Control Switch\r\n - Polyphase Electricity Metering Equipment\r\n - Pre-Payment Interface Device\r\n - Single Element Electricity Metering Equipment\r\n - Twin Element Electricity Metering Equipment\r\n"]
["Device_Model","manufacturer_identifier","A unique identifier for a Manufacturer, assigned by Zigbee. This string is a hexadecimal representation of the 'Manufacturer Code' field, which is a mandatory element of an OTA Header. It is an unsigned 16 bit integer (so representable as 2 octets). In this CPL this shall be in big endian format.","Must be specified","5 octet utf-8 string whose value is a human readable form of the 'Manufacturer code' in the format XX:XX where each X is one of the characters 0 to 9 or A to F","00:00 to FF:FE (as per the OTA specification FF:FF has a special meaning and so is not in the valid range)"]
["Device_Model","model_identifier","A manufacturer allocated identifier for a particular product. This string is a hexadecimal representation of the 'Image Type' field, which is a mandatory element of an OTA Header. It is an unsigned 16 bit integer (so representable as 2  octets). In this CPL this shall be in big endian format.","Must be specified","5 octet utf-8 string whose value is a human readable form of the 'Image Type' in the format XX:XX where each X is one of the characters 0 to 9 or A to F","00:00 to FF:BF (as per the OTA specification other values have special meaning and so are not in the valid range)"]
["Device_Model","hardware_version.version","Part of the hardware version for this device. This string is a hexadecimal representation of the 'Version' part of 'Hardware Version' field, which is a mandatory element of an OTA Header. It is an unsigned 8 bit integer (so representable as an octet). ","Must be specified","2 octet utf-8 string whose value is a human readable form of the 'Version' part of 'Hardware Version' in the format XX where each X is one of the characters 0 to 9 or A to F","00 to FF"]
["Device_Model","hardware_version.revision","Part of the hardware version for this device. This string is a hexadecimal representation of the 'Revision' part of 'Hardware Version' field, which is a mandatory element of an OTA Header. It is  an unsigned 8 bit integer (so representable as an octet).","Must be specified","2 octet utf-8 string whose value is a human readable form of the 'Revision' part of 'Hardware Version' in the format XX where each X is one of the characters 0 to 9 or A to F","00 to FF"]
["Device_Model","firmware_version","Specifies the version of firmware covered by this entry. This string is a hexadecimal representation of the  'File Version' field, which is a mandatory element of an OTA Header. It is an unsigned 32 bit integer (so representable as 4 octets).  In this CPL this shall be in big endian format.","Must be specified","11 octet utf-8 string whose value is a human readable form of the File Version in the format XX:XX:XX:XX where each X is one of the characters 0 to 9 or A to F","00:00:00:00 to FF:FF:FF:FF (note that the use of the octets as (octet 1) Application Release, (octet 2) Application Build, (octet 3) Stack Release and (octet 4) Stack Build is recommended in OTA but not mandated and so is not mandated in the CPL)"]
["SMETS/CHTS Version","Version_number","Identifies the version of SMETS or CHTS against which the assurance certificates were issued. Please note, the requirement to record effective date has been removed from the CPL Requirements Document. ","SMETS2+ Device Model:\nMust be specified. CHTS version  must be specified where Device_Type is 'Communications Hub'. Otherwise SMETS version must be specified.\n\nSMETS1 Device Model:\nMust use SMETS V1.2","Up to 14 octet utf-8 string ","Must be one of:\r\n - CHTS V1.0\r\n - CHTS V1.1\r\n - CHTS V1.3\r\n - CHTS V1.4\r\n - CHTS V1.5\r\n - CHTS V1.6\r\n - SMETS V1.2\r\n - SMETS V2.0\r\n - SMETS V3.1\r\n - SMETS V4.2\r\n - SMETS V4.3\r\n - SMETS V4.4\r\n - SMETS V4.5\r\n - SMETS V5.0\r\n - SMETS V5.1\r\n - SMETS V5.2\r\n"]
["GBCS Version","version_number","Identifies the version of GBCS to which the specified SMETS / CHTS version relates.","SMETS2+ Device Model:\nMust be specified.\n\nSMETS1 Device Model: \nMust use 'GBCS Version 0.0'","Up to 20 octet utf-8 string  ","Must be one of:\r\n - GBCS Version 0.0\r\n - GBCS Version 1.1\r\n - GBCS Version 2.0\r\n - GBCS Version 2.1\r\n - GBCS Version 3.2\r\n - GBCS Version 3.3\r\n - GBCS Version 4.0\r\n - GBCS Version 4.1\r\n - GBCS Version 4.2\r\n - GBCS Version 4.3\r\n"]
["CPA_Certificate","identification_number","Uniquely identifies a CPA certificate. The format is not specified in SEC. This field is not required for automated matching.","SMETS2+ Device Model:\nCompletion of field depends on SMETS/CHTS version.\n\nAt current SMETS/CHTS, must be empty if SMETS2+ Device Type is:\n- 'Pre-Payment Interface Device'; \n\nMust be populated and valid otherwise.\n\nSMETS1 Device Model:\nMust be empty","Up to 24 octet utf-8 string; permitted characters range from 'space' (DEC 32) to 'tilde' (DEC 126); leading or trailing 'space' (DEC 32) characters are not permitted.\nPrefix \"[E] \" for standard CPA Certificates \nPrefix \"[R] \" for lifetime CPA Certificates\nPrefix \"[T] \" for Trial Device Certificates","SMETS2+ Device Model:\nAt current SMETS/CHTS, must be empty if SMETS2+ Device Type is:\n- 'Pre-Payment Interface Device';\n\nMust be populated and valid otherwise\n\nSMETS1 Device Model:\nMust be empty"]
["CPA_Certificate","security_characteristics_version","Details the version of the security characteristics that this Certificate was issued against. The format is not specified in SEC. This field is not required for automated matching.","SMETS2+ Device Model:\nCompletion of field depends on SMETS/CHTS version and CPA Certificate type.\n\nAt current SMETS/CHTS, must be marked 'Not Relevant'  if SMETS2+ Device Type is:\n- 'Pre-Payment Interface Device\n\nMust be populated and valid otherwise; must be marked ‘Not Relevant’ if a Trial Device Certificate (‘[T] ‘) is used.\n\nSMETS1 Device Model:\nMust be empty","Up to 40 octet utf-8 string","SMETS1 Device Model must be empty;\n\nFor SMETS2+ Device Model only: Must be one of:\r\n - Not Relevant\r\n - Security Characteristics version 1.2\r\n - Security Characteristics version 1.3\r\n - Security Characteristics version 1.4\r\n"]
["CPA_Certificate","expiry_date","The expiry date or renewal date of the certificate. The format is not specified in the SEC but the field may be required for automated processing.","SMETS2+ Device Model:\nAs for CPA_Certificate.identification_number\n\nSMETS1 Device Model:\nMust be left empty","10 octet utf-8 string in dd/mm/yyyy format","SMETS2+ Device Model:\nAt current SMETS/CHTS, must be empty if Device Type is:\n- 'Pre-Payment Interface Device'; \n\nMust be populated and valid otherwise.\n\nIf this entry's status is current: \n- Standard Certificate \"[E] \": Any valid date from the date of issue of this version of the CPL to a date 6 years hence.\n- Lifetime Certificate \"[R] \": Any valid date.\n- Trial Device Certificate \"[T] \": Any valid date.\n\nSMETS1 Device Model:\nMust be empty"]
["DLMS_Certificate","identification_number","Uniquely identifies a DLMS certificate. The format is not specified in SEC and is not required for automated matching.","SMETS2+ Device Model:\nCompletion of field depends on SMETS/CHTS version.\n\nAt current SMETS/CHTS, can be empty if SMETS2+ Device Type is not one of:\n- 'Single Element Electricity Metering Equipment'\n- 'Twin Element Electricity Metering Equipment'\n- 'Polyphase Electricity Metering Equipment'\n- 'Standalone Auxiliary Proportional Controller'\n\nMust be populated and valid otherwise.\n\nSMETS1 Device Model:\nMust be empty","Up to 10 octet utf-8 string; permitted characters range from 'space' (DEC 32) to 'tilde' (DEC 126); leading or trailing 'space' (DEC 32) characters are not permitted.","SMETS2+ Device Model:\nAt current SMETS/CHTS, must be populated and valid if Device Type is one of:\n- 'Single Element Electricity Metering Equipment'\n- 'Twin Element Electricity Metering Equipment'\n- 'Polyphase Electricity Metering Equipment'\n- 'Standalone Auxiliary Proportional Controller'\n\nNot required otherwise.\n\nSMETS1 Device Model:\nMust be empty"]
["DLMS_Certificate","DLMS_version","Details the version of DLMS COSEM that this Certificate was issued against. The format is not specified in SEC and is not required for automated matching.","SMETS2+ Device Model:\nCompletion of field depends on SMETS/CHTS version.\n\nAt current SMETS/CHTS, can be empty if SMETS2+ Device Type is not one of:\n- 'Single Element Electricity Metering Equipment'\n- 'Twin Element Electricity Metering Equipment'\n- 'Polyphase Electricity Metering Equipment'\n- 'Standalone Auxiliary Proportional Controller'\n\nMust be populated and valid otherwise.\n\nSMETS1 Device Model:\nMust be empty","Up to 10 octet utf-8 string","SMETS1 Device Model must be empty;\n\nFor SMETS2+ Device Model only: Must be one of:\r\n - CTT 3.1\r\n - CTT 4.0\r\n - CTT 4.1\r\n - CTT 4.2\r\n - CTT 4.3\r\n"]
["ZSE_Certificate","identification_number","Uniquely identifies a ZSE certificate. The format is not specified in SEC and is not required for automated matching.","SMETS2+ Device Model:\nCompletion of field depends on SMETS/CHTS version. At current SMETS/CHTS, must be populated and valid for all SMETS2+ Device Types.\n\nSMETS1 Device Model:\nMust be empty","Up to 40 octet utf-8 string; permitted characters range from 'space' (DEC 32) to 'tilde' (DEC 126); leading or trailing 'space' (DEC 32) characters are not permitted.","SMETS2+ Device Model:\nCompletion of field depends on SMETS/CHTS version. At current SMETS/CHTS, must be populated and valid for all SMETS2+ Device Types.\n\nSMETS1 Device Model:\nMust be empty"]
["ZSE_Certificate","ZSE_version","Details the version ZSE that this Certificate was issued against. The format is not specified in SEC and is not required for automated matching.","SMETS2+ Device Model:\nCompletion of field depends on SMETS/CHTS version. At current SMETS/CHTS, must be populated and valid for all SMETS2+ Device Types.\n\nSMETS1 Device Model:\nMust be empty","Up to 40 octet utf-8 string","SMETS1 Device Model must be empty;\n\nFor SMETS2+ Device Model only: Must be one of:\r\n - ZigBee Smart Energy Standard 1.2a\r\n - ZigBee Smart Energy Standard 1.2b\r\n - ZigBee Smart Energy Standard 1.4\r\n"]
["Manufacturer_Image","creator","To identifier the creator of the Manufacturer Image. The format is not specified in SEC but may be required for automated processing.","SMETS1 Device Model and SMETS2+ Device Model:\nFields in Manufacturer_Image must  all be empty or all validly populated. It is a decision for manufacturers as to whether providing a Manufacturer Image is required for a particular CPL entry.","Up to 100 octet utf-8 string","Any utf-8 string of length up to 100 octets in length."]
["Manufacturer_Image","hash","In line with SEC, a SHA256 hash calculated over the Manufacturer Image.","SMETS1 Device Model and SMETS2+ Device Model:\nAs for Manufacturer_Image.creator","95 octet utf-8 string whose value is a human readable form of the hash in the format XX:XX:…:XX where each X is one of the characters 0 to 9 or A to F","00:00:00:00:00:00:00:00:00:00:00:00:00:00:00:00:00:00:00:00:00:00:00:00:00:00:00:00:00:00:00:00 to FF:FF:FF:FF:FF:FF:FF:FF:FF:FF:FF:FF:FF:FF:FF:FF:FF:FF:FF:FF:FF:FF:FF:FF:FF:FF:FF:FF:FF:FF:FF:FF"]
["Manufacturer_Image","descriptor","To describe whether this is an image in its entirety or a fragment of a larger image, for example: \"Fragment 1 of 2 of FW Version XX:XX:XX:XX","SMETS1 Device Model and SMETS2+ Device Model:\nOptional but should only be populated if Manufacturer_Image.hash is populated.","Up to 100 octet utf-8 string","Any utf-8 string of length up to 100 octets in length."]
["Contact-CPA","Contact.contact name","If there are any queries with this application, the person who SECAS should contact. NOTE this information will NOT be included in the CPL entry.\n\nWhen giving more than one name use the semicolon (;) as separator. Suggested maximum number of contacts is five.","SMETS2+ Device Model:\nCompletion of field depends on Device Type\n\nAt current, must be empty if Device Type is:\n- 'Pre-Payment Interface Device';\n\nSMETS1 Device Model:\nMust be empty","Up to 400 octet utf-8 string","Any utf-8 string of length up to 400 octets in length."]
["Contact-CPA","Contact.contact telephone","The phone number for the contact. NOTE this information will NOT be included in the CPL entry.\n\nWhen giving more than one telephone number use the semicolon (;) as separator. Suggested maximum number of telephone numbers is five.","SMETS2+ Device Model:\nCompletion of field depends on Device Type\n\nAt current, must be empty if Device Type is:\n- 'Pre-Payment Interface Device';\n\nSMETS1 Device Model:\nMust be empty","Up to 100 octet utf-8 string","Any utf-8 string of length up to 100 octets in length."]
["Contact-CPA","Contact.contact email","The email address for the contact. NOTE this information will NOT be included in the CPL entry.\n\nWhen giving more than one email address use the semicolon (;) as separator. Suggested maximum number of email addresses is five.","SMETS2+ Device Model:\nCompletion of field depends on Device Type\n\nAt current, must be empty if Device Type is:\n- 'Pre-Payment Interface Device';\n\nSMETS1 Device Model:\nMust be empty","Up to 400 octet utf-8 string","Any utf-8 string of length up to 400 octets in length."]
["Manufacturer Contact FIR","Company Name","This information must be provided with every CPL submission. NOTE this information will NOT be included in the CPL entry BUT will be published on the Firmware Information Repository (FIR). ","Must be specified","Up to 45 octet utf-8 string","Any utf-8 string of length up to 45 octets in length."]
["Manufacturer Contact FIR","House Number","This information must be provided with every CPL submission. NOTE this information will NOT be included in the CPL entry BUT will be published on the Firmware Information Repository (FIR). ","Must be specified","Up to 45 octet utf-8 string","Any utf-8 string of length up to 45 octets in length."]
["Manufacturer Contact FIR","Street","This information must be provided with every CPL submission. NOTE this information will NOT be included in the CPL entry BUT will be published on the Firmware Information Repository (FIR). ","Must be specified","Up to 45 octet utf-8 string","Any utf-8 string of length up to 45 octets in length."]
["Manufacturer Contact FIR","City","This information must be provided with every CPL submission. NOTE this information will NOT be included in the CPL entry BUT will be published on the Firmware Information Repository (FIR). ","Must be specified","Up to 45 octet utf-8 string","Any utf-8 string of length up to 45 octets in length."]
["Manufacturer Contact FIR","Post Code","This information must be provided with every CPL submission. NOTE this information will NOT be included in the CPL entry BUT will be published on the Firmware Information Repository (FIR). ","Must be specified","Up to 8 octet utf-8 string","Any utf-8 string of length up to 8 octets in length."]
["Manufacturer Contact FIR","Country","This information must be provided with every CPL submission. NOTE this information will NOT be included in the CPL entry BUT will be published on the Firmware Information Repository (FIR). ","Must be specified","Up to 45 octet utf-8 string","Any utf-8 string of length up to 45 octets in length."]
["Manufacturer Contact FIR","Telephone Number","This information must be provided with every CPL submission. NOTE this information will NOT be included in the CPL entry BUT will be published on the Firmware Information Repository (FIR). ","Must be specified","Up to 45 octet utf-8 string","Any utf-8 string of length up to 45 octets in length."]
["Manufacturer Contact FIR","Website","This information must be provided with every CPL submission. NOTE this information will NOT be included in the CPL entry BUT will be published on the Firmware Information Repository (FIR). ","Must be specified","Up to 100 octet utf-8 string","Any utf-8 string of length up to 100 octets in length."]
["Manufacturer Contact FIR","Email Address","This information must be provided with every CPL submission. NOTE this information will NOT be included in the CPL entry BUT will be published on the Firmware Information Repository (FIR). ","Must be specified","Up to 100 octet utf-8 string","Any utf-8 string of length up to 100 octets in length."]
["FIR Release Notes","Description","Contains a short description of the firmware release and /or an URL pointing to the manufacturers website. Neither the information contained in this field nor information linked to the URL should not contain any confidential or commerical information. This information must be provided with every CPL submission. NOTE this information will NOT be included in the CPL entry BUT will be published on the Firmware Information Repository (FIR). ","Must be specified","Up to 500 octet utf-8 string","Any utf-8 string of length up to 500 octets in length. If a URL is present it must be fully accessible without any prior registration or password. "]
["Firmware_Upgrade","Path","This field can contain between one and 15 CPL Entry numbers of Device Models which are present on the CPL and can be upgraded to the new firmware version.\nThis must be set to “NA” if there is no Firmware Upgrade Path or if the CPL submission doesn’t contain a Hash.\n\nExamples:\n- NA\n- 000123\n- 000123; 000234; 000345; 000456\n\nThis information will be included in the Firmware Information Repository (FIR) and not published on the CPL.","Must be specified","A utf-8 string containing:\nThe CPL Entry.number as listed on the CPL including leading zeros.\nUp to 15 numbers can be entered, these must be separated by a semicolon followed by a space character “; ”.\n“NA” if there is no Firmware Upgrade Path or if there is no Hash.","A utf-8 string containing:\n-  2 octets “NA” \n-  a single set of 6 numerical octets\n- up to 15 sets of 6 numerical octets separated by semicolon and space “; “."]
["ZigBee_Properties","Bands_Join","This describes the ZigBee band capability of the device and how the device selects the ZigBee band.\n- 2.4 GHz Only: Device is capable of operating on 2.4 GHz band only\n- Dual Band: Device is capable of operating on both 2.4 GHz and Sub-GHz simultaneously. Only the CH can perform this in SMETS2\n- Multi MAC Selection - Automatic Join: Device is capable of operating on either 2.4 GHz or Sub-GHz & device selects the band automatically during join\n- Multi MAC Selection - Either Join: Device is capable of operating on either 2.4 GHz or Sub-GHz & device allows either automatic or  manual join\n- Multi MAC Selection - Manual Join: Device is capable of operating on either 2.4 GHz or Sub-GHz & device allows manual selection of band to join\n- Sub-GHz Only: Device is capable of operating on Sub-GHz band only","Must be specified.\nThe option “Dual Band” applies only to the Communications Hub.","Up to 36 octet utf-8 string","Must be one of:\r\n - 2.4 GHz Only\r\n - Dual Band\r\n - Multi MAC Selection - Automatic Join\r\n - Multi MAC Selection - Either Join\r\n - Multi MAC Selection - Manual Join\r\n - Sub-GHz Only\r\n"]
["Device_ZigBee_Information_Repository","Stack_Vendor","This information will not be included in the CPL entry but will be contained in the Device Zigbee Information Repository (DZIR) which is accessible by the Security Sub Committee (SSC) only.\nExamples:\n- Silicon Labs \n- NXP","Must be specified","Up to 100 octet utf-8 string","Any utf-8 string of length up to 100 octets in length."]
["Device_ZigBee_Information_Repository","Stack_Version","This information will not be included in the CPL entry but will be contained in the Device Zigbee Information Repository (DZIR) which is accessible by the Security Sub Committee (SSC) only.\nExamples:\n- 1.2.A.B\n- 3.4.11.12\n- R22","Must be specified","Up to 100 octet utf-8 string","Any utf-8 string of length up to 100 octets in length."]

{"sheet":"Central Products List","index":2,"n_rows":902,"n_cols":22,"rows_kept":902,"cut":false,"hidden":false,"merged":[]}
["Data Group","Entry","Entry","Device_Type","Device_Model","Device_Model","Device_Model","Device_Model","Device_Model","SMETS_CHTS Version","GBCS Version","CPA_Certificate","CPA_Certificate","CPA_Certificate","DLMS_Certificate","DLMS_Certificate","ZSE_Certificate","ZSE_Certificate","Manufacturer_Image","Manufacturer_Image","Manufacturer_Image","Zigbee_Properties"]
["Data Attribute","number","status","name","manufacturer_identifier","model_identifier","hardware_version.version","hardware_version.revision","firmware_version","Version_number_and_effective_date","version_number","identification_number","security_characteristics_version","expiry_date","identification_number","DLMS_version","identification_number","ZSE_version","creator","hash","descriptor","Bands_Join"]
["Notes","This field is to identify uniquely each CPL entry. Entries will never be deleted once created. This field is to aid configuration management","This field annotates whether the entry detailed in a row can be used at this version of the CPL. Only entries marked 'Current' shall be treated as being on the Central Products List, with the SEC meaning.","A SEC categorisation of devices, which derives from the SMETS /CHTS categories. Note that, as per clause 2.9 of the SEC Subsidiary Document, Inventory Enrolment and Withdrawal Procedures, 'a Type 2 Device shall not be identified in the Certified Products List'. Hence 'Type 2 Device' is not included as a Physical Device Type in the CPL.\nThe Physical Device Type 'Standalone Auxiliary Proportional Controller' must be submitted as Physical Device Type 'Single Element Electricity Meter'.","A unique identifier for a Manufacturer, assigned by Zigbee. This string is a hexadecimal representation of  the 'Manufacturer Code' field, which is a mandatory element of an OTA Header. It is an unsigned 16 bit integer (so representable as 2 octets). In this CPL this shall be in big endian format. ","A manufacturer allocated identifier for a particular product. This string is a hexadecimal representation of the 'Image Type' field, which is a mandatory element of an OTA Header. It is an unsigned 16 bit integer (so representable as 2  octets). In this CPL this shall be in big endian format.","Part of the hardware version for this device. This string is a hexadecimal representation of the 'Version' part of 'Hardware Version' field, which is a mandatory element of an OTA Header. It is an unsigned 8 bit integer (so representable as an octet).","Part of the hardware version for this device. This string is a hexadecimal representation of the 'Revision' part of 'Hardware Version' field, which is a mandatory element of an OTA Header. It is  an unsigned 8 bit integer (so representable as an octet).","Specifies the version of firmware covered by this entry. This string is a hexadecimal representation of the  'File Version' field, which is a mandatory element of an OTA Header. It is an unsigned 32 bit integer (so representable as 4 octets). In this CPL this shall be in big endian format.","Identifies the version of SMETS or CHTS against which the assurance certificates were issued. ","Identifies the version of GBCS to which the specified SMETS / CHTS version relates.","Uniquely identifies a CPA certificate. The format is not specified in SEC. This field is not required for automated matching.","Details the version of the security characteristics that this Certificate was issued against. The format is not specified in SEC. This field is not required for automated matching.","The expiry date or renewal date of the certificate. The format is not specified in SEC in SEC but the field may be required for automated processing.","Uniquely identifies a DLMS certificate. The format is not specified in SEC and is not required for automated matching.","Details the version of DLMS COSEM that this Certificate was issued against. The format is not specified in SEC and is not required for automated matching.","Uniquely identifies a ZSE certificate. The format is not specified in SEC and is not required for automated matching.","Details the version ZSE that this Certificate was issued against. The format is not specified in SEC and is not required for automated matching.","To identifier the creator of the Manufacturer Image. The format is not specified in SEC but may be required for automated processing.","In line with SEC, a SHA256 hash calculated over the Manufacturer Image.","To describe whether this is an image in its entirety or a fragment of a larger image, for example: \"Fragment 1 of 2 of FW Version XX:XX:XX:XX\"","This describes the ZigBee band capability of the device and how the device selects the ZigBee band.\n- 2.4 GHz Only: Device is capable of operating on 2.4 GHz band only\n- Dual Band: Device is capable of operating on both 2.4 GHz and Sub-GHz simultaneously. Only the CH can perform this in SMETS2\n- Multi MAC Selection - Automatic Join: Device is capable of operating on either 2.4 GHz or Sub-GHz & device selects the band automatically during join\n- Multi MAC Selection - Either Join: Device is capable of operating on either 2.4 GHz or Sub-GHz & device allows either automatic or  manual join\n- Multi MAC Selection - Manual Join: Device is capable of operating on either 2.4 GHz or Sub-GHz & device allows manual selection of band to join\n- Sub-GHz Only: Device is capable of operating on Sub-GHz band only"]
["Conditionality rule","Must be specified","Must be specified","Must be specified","Must be specified","Must be specified","Must be specified","Must be specified","Must be specified","SMETS2+ Device Model:\nMust be specified. CHTS version must be specified where Device_Type is 'Communications Hub'. Otherwise SMETS version must be specified.\n\nSMETS1 Device Model:\nMust use 'SMETS V1.2'","SMETS2+ Device Model:\nMust be specified.\n\nSMETS1 Device Model: \nMust use 'GBCS Version 0.0'","SMETS2+ Device Model:\nCompletion of field depends on SMETS/CHTS version.\n\nAt current SMETS/CHTS, must be empty if SMETS2+ Device Type is:\n- 'Pre-Payment Interface Device'\n\nMust be populated and valid otherwise.\n\nSMETS1 Device Model:\nMust be empty\n\n","SMETS2+ Device Model:\nCompletion of field depends on SMETS/CHTS version and CPA Certificate type.\n\t\nAt current SMETS/CHTS, must be marked 'Not Relevant'  if SMETS2+ Device Type is:\n- 'Pre-Payment Interface Device\n\nMust be populated and valid otherwise; must be marked ‘Not Relevant’ if a Trial Device Certificate (‘[T] ‘) is used.\n\nSMETS1 Device Model:\nMust be empty","SMETS2+ Device Model:\nAs for CPA_Certificate.identification_number\n\nSMETS1 Device Model:\nMust be left empty","SMETS2+ Device Model:\nCompletion of field depends on SMETS/CHTS version.\n\nAt current SMETS/CHTS, can be empty if SMETS2+ Device Type is not one of:\n- 'Single Element Electricity Metering Equipment'\n- 'Twin Element Electricity Metering Equipment'\n- 'Polyphase Electricity Metering Equipment'\n- 'Standalone Auxiliary Proportional Controller'\n\nMust be populated and valid otherwise.\n\nSMETS1 Device Model:\nMust be empty","SMETS2+ Device Model:\nCompletion of field depends on SMETS/CHTS version.\n\nAt current SMETS/CHTS, can be empty if SMETS2+ Device Type is not one of:\n- 'Single Element Electricity Metering Equipment'\n- 'Twin Element Electricity Metering Equipment'\n- 'Polyphase Electricity Metering Equipment'\n- 'Standalone Auxiliary Proportional Controller'\n\nMust be populated and valid otherwise.\n\nSMETS1 Device Model:\nMust be empty","SMETS2+ Device Model:\nCompletion of field depends on SMETS/CHTS version. At current SMETS/CHTS, must be populated and valid for all SMETS2+ Device Types.\n\nSMETS1 Device Model:\nMust be empty","SMETS2+ Device Model:\nCompletion of field depends on SMETS/CHTS version. At current SMETS/CHTS, must be populated and valid for all SMETS2+ Device Types.\n\nSMETS1 Device Model:\nMust be empty","SMETS1 Device Model and SMETS2+ Device Model:\nFields in Manufacturer_Image must should all be empty or all validly populated. It is a decision for manufacturers as to whether providing a Manufacturer Image is required for a particular CPL entry.","SMETS1 Device Model and SMETS2+ Device Model:\nAs for Manufacturer_Image.creator","SMETS1 Device Model and SMETS2+ Device Model:\nOptional but should only be populated if Manufacturer_Image.hash is populated","Must be specified.\nThe option “Dual Band” applies only to the Communications Hub."]
["Source of definition","Panel configuration management","Panel configuration management","SEC Section A, Physical Device Type definition","SEC Section A, Device Model definition for requirement. ZigBee OTA via GBCS  for format and valid values.","SEC Section A, Device Model definition for requirement. ZigBee OTA via GBCS for format and valid values","SEC Section A, Device Model definition for requirement. ZigBee OTA via GBCS  for format and valid values","SEC Section A, Device Model definition for requirement. ZigBee OTA via GBCS  for format and valid values","SEC Section A, Device Model definition for requirement. ZigBee OTA via GBCS  for format and valid values","SEC CPL Requirements Document requirement","SEC CPL Requirements Document requirement","SEC CPL Requirements Document defines CPA Certificate and requirements. ","SEC CPL Requirements Document defines CPA Certificate and requirements. ","SEC CPL Requirements Document defines CPA Certificate and requirements. ","SEC CPL Requirements Document defines DLMS Certificate and requirements. ","SEC CPL Requirements Document defines DLMS Certificate and requirements. ","SEC CPL Requirements Document defines requirements. ","SEC CPL Requirements Document defines requirements. ","SEC CPL Requirements Document defines Manufacturer Image requirements. ","SEC CPL Requirements Document defines Manufacturer Image requirements. ","SEC CPL Requirements Document requirement","SEC CPL Requirements Document requirement"]
["Format","6 octet utf-8 string containing a unique number serially allocated from 000001 ","7 octet utf-8 string","Up to 50 octet utf-8 string","5 octet utf-8 string whose value is a human readable form of the 'Manufacturer code' in the format XX:XX where each X is one of the characters 0 to 9 or A to F","5 octet utf-8 string whose value is a human readable form of the 'Image Type' in the format XX:XX where each X is one of the characters 0 to 9 or A to F","2 octet utf-8 string whose value is a human readable form of the 'Version' part of 'Hardware Version' in the format XX where each X is one of the characters 0 to 9 or A to F","2 octet utf-8 string whose value is a human readable form of the 'Revision' part of 'Hardware Version' in the format XX where each X is one of the characters 0 to 9 or A to F","11 octet utf-8 string whose value is a human readable form of the File Version in the format XX:XX:XX:XX where each X is one of the characters 0 to 9 or A to F","Up to 14 octet utf-8 string ","Up to 20 octet utf-8 string  ","Up to 24 octet utf-8 string; permitted characters range from 'space' (DEC 32) to 'tilde' (DEC 126); leading or trailing 'space' (DEC 32) characters are not permitted.\nPrefix \"[E] \" for standard CPA Certificates \nPrefix \"[R] \" for lifetime CPA Certificates\nPrefix \"[T] \" for Trial Device Certificates","Up to 40 octet utf-8 string","10 octet utf-8 string in dd/mm/yyyy format","Up to 10 octet utf-8 string","Up to 10 octet utf-8 string","Up to 40 octet utf-8 string","Up to 40 octet utf-8 string","Up to 100 octet utf-8 string","95 octet utf-8 string whose value is a human readable form of the hash in the format XX:XX:…:XX where each X is one of the characters 0 to 9 or A to F","Up to 100 octet utf-8 string","Up to 36 octet utf-8 string"]
["Valid values","000001 to 999999","Must be one of:\r\n - Current\r\n - Removed\r\n","Must be one of:\r\n - Communications Hub\r\n - Gas Smart Meter\r\n - HAN Connected Auxiliary Load Control Switch\r\n - Polyphase Electricity Metering Equipment\r\n - Pre-Payment Interface Device\r\n - Single Element Electricity Metering Equipment\r\n - Twin Element Electricity Metering Equipment\r\n","00:00 to FF:FE (as per the OTA specification FF:FF has a special meaning and so is not in the valid range)","00:00 to FF:BF (as per the OTA specification other values have special meaning and so are not in the valid range)","00 to FF","00 to FF","00:00:00:00 to FF:FF:FF:FF (note that the use of the octets as (octet 1) Application Release, (octet 2) Application Build, (octet 3) Stack Release and (octet 4) Stack Build is recommended in OTA but not mandated and so is not mandated in the CPL)","Must be one of:\r\n - CHTS V1.0\r\n - CHTS V1.1\r\n - CHTS V1.3\r\n - CHTS V1.4\r\n - CHTS V1.5\r\n - CHTS V1.6\r\n - SMETS V1.2\r\n - SMETS V2.0\r\n - SMETS V3.1\r\n - SMETS V4.2\r\n - SMETS V4.3\r\n - SMETS V4.4\r\n - SMETS V4.5\r\n - SMETS V5.0\r\n - SMETS V5.1\r\n - SMETS V5.2\r\n","Must be one of:\r\n - GBCS Version 0.0\r\n - GBCS Version 1.1\r\n - GBCS Version 2.0\r\n - GBCS Version 2.1\r\n - GBCS Version 3.2\r\n - GBCS Version 3.3\r\n - GBCS Version 4.0\r\n - GBCS Version 4.1\r\n - GBCS Version 4.2\r\n - GBCS Version 4.3\r\n","SMETS2+ Device Model:\nAt current SMETS/CHTS, must be empty if SMETS2+ Device Type is:\n- 'Pre-Payment Interface Device';\n\nMust be populated and valid otherwise\n\nSMETS1 Device Model:\nMust be empty","SMETS1 Device Model must be empty;\n\nFor SMETS2+ Device Model only:Must be one of:\r\n - Not Relevant\r\n - Security Characteristics version 1.2\r\n - Security Characteristics version 1.3\r\n - Security Characteristics version 1.4\r\n","SMETS2+ Device Model:\nAt current SMETS/CHTS, must be empty if Device Type is:\n- 'Pre-Payment Interface Device'; \n\nMust be populated and valid otherwise.\n\nIf this entry's status is current: \n- Standard certificate \"[E] \": Any valid date from the date of issue of this version of the CPL to a date 6 years hence.\n- Lifetime certificate \"[R] \": Any valid date.\n- Trial Device Certificate \"[T] \": Any valid date.\n\nSMETS1 Device Model:\nMust be empty","SMETS2+ Device Model:\nAt current SMETS/CHTS, must be populated and valid if Device Type is one of:\n- 'Single Element Electricity Metering Equipment'\n- 'Twin Element Electricity Metering Equipment'\n- 'Polyphase Electricity Metering Equipment'\n- 'Standalone Auxiliary Proportional Controller'\n\nNot required otherwise.\n\nSMETS1 Device Model:\nMust be empty","SMETS1 Device Model must be empty;\n\nFor SMETS2+ Device Model only:Must be one of:\r\n - CTT 3.1\r\n - CTT 4.0\r\n - CTT 4.1\r\n - CTT 4.2\r\n - CTT 4.3\r\n","SMETS2+ Device Model:\nCompletion of field depends on SMETS/CHTS version. At current SMETS/CHTS, must be populated and valid for all SMETS2+ Device Types.\n\nSMETS1 Device Model:\nMust be empty","SMETS1 Device Model must be empty;\n\nFor SMETS2+ Device Model only:Must be one of:\r\n - ZigBee Smart Energy Standard 1.2a\r\n - ZigBee Smart Energy Standard 1.2b\r\n - ZigBee Smart Energy Standard 1.4\r\n","Any utf-8 string of length up to 100 octets in length.","00:00:00:00:00:00:00:00:00:00:00:00:00:00:00:00:00:00:00:00:00:00:00:00:00:00:00:00:00:00:00:00 to FF:FF:FF:FF:FF:FF:FF:FF:FF:FF:FF:FF:FF:FF:FF:FF:FF:FF:FF:FF:FF:FF:FF:FF:FF:FF:FF:FF:FF:FF:FF:FF","Any utf-8 string of length up to 100 octets in length.","Must be one of:\r\n - 2.4 GHz Only\r\n - Dual Band\r\n - Multi MAC Selection - Automatic Join\r\n - Multi MAC Selection - Either Join\r\n - Multi MAC Selection - Manual Join\r\n - Sub-GHz Only\r\n"]
[null,"000001","Current","Communications Hub","10:6C","43:31","00","AC","12:40:74:DA","CHTS V1.0 ","GBCS Version 1.0 ","[R] NCSC-1433053936-3918","Security Characteristics version 1.2","2029-10-31",null,null,"ZIG16041ZSE12476-24","ZigBee Smart Energy Standard 1.2a","EDMI Europe Limited","13:7E:D5:BC:81:A2:1F:6D:21:87:BC:38:03:81:AE:A7:70:5B:F6:5D:3E:4D:AE:A2:8E:FD:44:11:30:79:D5:E9","Complete image"]
[null,"000002","Current","Communications Hub","10:86","54:31","1F","52","00:0A:69:00","CHTS V1.0 ","GBCS Version 1.0 ","[R] NCSC-1433053936-3917","Security Characteristics version 1.2","2029-08-24",null,null,"ZIG16037ZSE12472-24","ZigBee Smart Energy Standard 1.2a"]
[null,"000003","Current","Communications Hub","10:86","54:32","20","52","00:0A:69:00","CHTS V1.0 ","GBCS Version 1.0 ","[R] NCSC-1433053936-3917","Security Characteristics version 1.2","2029-08-24",null,null,"ZIG16038ZSE12473-24","ZigBee Smart Energy Standard 1.2a"]
[null,"000004","Current","Communications Hub","10:86","54:33","21","52","00:0A:69:00","CHTS V1.0 ","GBCS Version 1.0 ","[R] NCSC-1433053936-3917","Security Characteristics version 1.2","2029-08-24",null,null,"ZIG16039ZSE12474-24","ZigBee Smart Energy Standard 1.2a"]
[null,"000005","Current","Communications Hub","10:6C","43:31","00","AC","12:20:66:5A","CHTS V1.0 ","GBCS Version 1.0 ","[R] NCSC-1433053936-3918","Security Characteristics version 1.2","2029-10-31",null,null,"ZIG16030ZSE12465-24","ZigBee Smart Energy Standard 1.2a","EDMI Europe Limited","BD:98:87:0B:09:92:52:CF:D3:FC:62:99:63:06:24:A3:D7:5C:54:12:54:93:E0:76:59:AE:7B:66:AE:8D:C0:5D","Complete image"]
[null,"000006","Current","Communications Hub","10:86","54:31","1F","52","00:0A:71:00","CHTS V1.0 ","GBCS Version 1.0 ","[R] NCSC-1433053936-3917","Security Characteristics version 1.2","2029-08-24",null,null,"ZIG16044ZSE12479-24","ZigBee Smart Energy Standard 1.2a","TOS","7D:0A:4E:FC:6D:23:6E:6F:0F:12:BB:B0:B7:F8:F8:9C:AA:94:D1:35:33:58:83:59:91:E0:CE:6C:BB:F3:43:65","Complete image"]
[null,"000007","Removed","Communications Hub","10:86","54:33","21","52","00:0A:71:00","CHTS V1.0 ","GBCS Version 1.0 ","[E] SMCH60812475","Security Characteristics version 1.2","2022-08-30",null,null,"ZIG16046ZSE12481-24","ZigBee Smart Energy Standard 1.2a","TOS","7D:0A:4E:FC:6D:23:6E:6F:0F:12:BB:B0:B7:F8:F8:9C:AA:94:D1:35:33:58:83:59:91:E0:CE:6C:BB:F3:43:65","Complete image"]
[null,"000008","Current","Communications Hub","10:86","54:32","20","52","00:0A:71:00","CHTS V1.0 ","GBCS Version 1.0 ","[R] NCSC-1433053936-3917","Security Characteristics version 1.2","2029-08-24",null,null,"ZIG16045ZSE12480-24","ZigBee Smart Energy Standard 1.2a","TOS","7D:0A:4E:FC:6D:23:6E:6F:0F:12:BB:B0:B7:F8:F8:9C:AA:94:D1:35:33:58:83:59:91:E0:CE:6C:BB:F3:43:65","Complete image"]
[null,"000009","Current","Communications Hub","10:86","54:31","1F","52","00:0A:72:00","CHTS V1.0 ","GBCS Version 1.0 ","[R] NCSC-1433053936-3917","Security Characteristics version 1.2","2029-08-24",null,null,"ZIG16050ZSE12485-24","ZigBee Smart Energy Standard 1.2a","TOS","28:46:A6:41:00:2B:67:E3:67:6E:A0:46:16:CB:C5:5A:9E:F7:99:11:C1:5A:11:DC:48:86:C6:04:2A:87:DD:59","Complete image"]
[null,"000010","Current","Communications Hub","10:86","54:32","20","52","00:0A:72:00","CHTS V1.0 ","GBCS Version 1.0 ","[R] NCSC-1433053936-3917","Security Characteristics version 1.2","2029-08-24",null,null,"ZIG16051ZSE12486-24","ZigBee Smart Energy Standard 1.2a","TOS","28:46:A6:41:00:2B:67:E3:67:6E:A0:46:16:CB:C5:5A:9E:F7:99:11:C1:5A:11:DC:48:86:C6:04:2A:87:DD:59","Complete image"]
[null,"000011","Current","Communications Hub","10:86","54:34","21","52","00:0A:72:00","CHTS V1.0 ","GBCS Version 1.0 ","[R] NCSC-1433053936-3917","Security Characteristics version 1.2","2029-08-24",null,null,"ZIG16052ZSE12487-24","ZigBee Smart Energy Standard 1.2a","TOS","28:46:A6:41:00:2B:67:E3:67:6E:A0:46:16:CB:C5:5A:9E:F7:99:11:C1:5A:11:DC:48:86:C6:04:2A:87:DD:59","Complete image"]
[null,"000012","Current","Communications Hub","10:86","54:34","21","52","00:0A:71:00","CHTS V1.0 ","GBCS Version 1.0 ","[R] NCSC-1433053936-3917","Security Characteristics version 1.2","2029-08-24",null,null,"ZIG16046ZSE12481-24","ZigBee Smart Energy Standard 1.2a","TOS","7D:0A:4E:FC:6D:23:6E:6F:0F:12:BB:B0:B7:F8:F8:9C:AA:94:D1:35:33:58:83:59:91:E0:CE:6C:BB:F3:43:65","Complete image"]
[null,"000013","Current","Communications Hub","54:01","57:31","01","00","01:0B:00:00","CHTS V1.0 ","GBCS Version 1.0 ","[R] NCSC-1433053936-3951","Security Characteristics version 1.2","2023-11-01",null,null,"ZIG15033ZSE12408-24","ZigBee Smart Energy Standard 1.2a"]
[null,"000014","Current","Communications Hub","10:6C","43:31","00","AC","12:40:77:68","CHTS V1.0 ","GBCS Version 1.0 ","[R] NCSC-1433053936-3918","Security Characteristics version 1.2","2029-10-31",null,null,"ZIG16041ZSE12476-24","ZigBee Smart Energy Standard 1.2a","EDMI Europe Limited","2A:6C:3F:BA:7A:B3:58:29:2E:A0:70:0B:EB:10:7D:E9:15:50:E8:48:0D:80:DC:5D:E4:DD:F2:4F:63:BC:B5:24","Complete image"]
[null,"000015","Removed","Communications Hub","54:01","57:31","00","01","01:0C:00:00","CHTS V1.0 ","GBCS Version 1.0 ","[E] SMCH62279216","Security Characteristics version 1.2","2022-11-01",null,null,"ZIG15033ZSE12408-24","ZigBee Smart Energy Standard 1.2a","Wistron NeWeb Corp","AD:B2:0C:36:DE:60:93:AB:68:9D:DF:23:34:A3:5F:62:01:37:55:92:34:79:64:F5:4C:E7:8A:F5:73:88:42:01","Complete image"]
[null,"000016","Current","Communications Hub","54:01","57:31","01","00","01:0C:00:00","CHTS V1.0 ","GBCS Version 1.0 ","[R] NCSC-1433053936-3951","Security Characteristics version 1.2","2023-11-01",null,null,"ZIG15033ZSE12408-24","ZigBee Smart Energy Standard 1.2a","Wistron NeWeb Corp","AD:B2:0C:36:DE:60:93:AB:68:9D:DF:23:34:A3:5F:62:01:37:55:92:34:79:64:F5:4C:E7:8A:F5:73:88:42:01","Complete image"]
[null,"000017","Current","Communications Hub","54:01","57:31","01","00","01:0E:00:00","CHTS V1.0 ","GBCS Version 1.0 ","[R] NCSC-1433053936-3951","Security Characteristics version 1.2","2023-11-01",null,null,"ZIG15033ZSE12408-24","ZigBee Smart Energy Standard 1.2a","Wistron NeWeb Corp","BC:A7:B4:C7:46:1F:4F:13:5F:22:30:0E:60:2E:A7:A5:F3:2E:8B:D8:6A:49:A4:0C:A7:74:36:EC:F3:E0:81:01","Complete image"]
[null,"000018","Current","Communications Hub","10:86","54:31","1F","52","00:0A:73:00","CHTS V1.0 ","GBCS Version 1.0 ","[R] NCSC-1433053936-3917","Security Characteristics version 1.2","2029-08-24",null,null,"ZIG17002ZSE12501-24","ZigBee Smart Energy Standard 1.2a","TOS","C8:02:1B:D3:E6:D0:E7:B6:1E:09:0E:CE:CB:B3:C4:37:A7:C5:3F:3E:4B:56:8C:5B:11:77:97:0D:7D:7D:BD:6B","Complete image"]
[null,"000019","Current","Communications Hub","10:86","54:32","20","52","00:0A:73:00","CHTS V1.0 ","GBCS Version 1.0 ","[R] NCSC-1433053936-3917","Security Characteristics version 1.2","2029-08-24",null,null,"ZIG17003ZSE12502-24","ZigBee Smart Energy Standard 1.2a","TOS","C8:02:1B:D3:E6:D0:E7:B6:1E:09:0E:CE:CB:B3:C4:37:A7:C5:3F:3E:4B:56:8C:5B:11:77:97:0D:7D:7D:BD:6B","Complete image"]
[null,"000020","Current","Communications Hub","10:86","54:34","21","52","00:0A:73:00","CHTS V1.0 ","GBCS Version 1.0 ","[R] NCSC-1433053936-3917","Security Characteristics version 1.2","2029-08-24",null,null,"ZIG17004ZSE12503-24","ZigBee Smart Energy Standard 1.2a","TOS","C8:02:1B:D3:E6:D0:E7:B6:1E:09:0E:CE:CB:B3:C4:37:A7:C5:3F:3E:4B:56:8C:5B:11:77:97:0D:7D:7D:BD:6B","Complete image"]
[null,"000021","Removed","Single Element Electricity Metering Equipment","10:63","00:03","02","01","24:01:07:01","SMETS V2.0 ","GBCS Version 1.0 ","[E] ESME66672908","Security Characteristics version 1.2","2023-04-11",1675,"CTT 3.0","ZIG16042ZSE12477-24","ZigBee Smart Energy Standard 1.2a","Landis+Gyr","71:24:FA:14:7A:68:50:B3:20:5D:1E:4F:9C:A6:B3:E8:20:19:4A:7F:3B:0E:B0:37:3B:F4:7E:A7:F8:87:7C:21","Fragment 1 of 1 of FW version 24.01.07.01"]
[null,"000022","Removed","Single Element Electricity Metering Equipment","10:63","00:03","02","01","24:02:00:00","SMETS V2.0 ","GBCS Version 1.0 ","[E] ESME66672908","Security Characteristics version 1.2","2023-04-11",1675,"CTT 3.0","ZIG16042ZSE12477-24","ZigBee Smart Energy Standard 1.2a","Landis+Gyr","AF:07:F1:E8:89:5D:A5:A5:AC:38:46:E6:1C:45:F6:FB:5A:14:10:5A:00:F7:87:DE:30:13:8A:2E:FF:72:21:42","Fragment 1 of 1 of FW version 24.02.00.00"]
[null,"000023","Removed","Gas Smart Meter","10:63","47:72","01","01","03:03:02:36","SMETS V2.0 ","GBCS Version 1.0 ","[E] GSME68240423","Security Characteristics version 1.2","2023-06-25",null,null,"ZIG17035ZSE12534-24","ZigBee Smart Energy Standard 1.2a","Landis+Gyr","DD:F6:2A:64:07:65:02:8B:A5:C8:41:2F:86:4E:F0:9D:6D:05:08:A9:08:49:01:7D:02:32:F6:63:46:02:00:A5","whole image"]
[null,"000024","Removed","Communications Hub","10:6C","43:31","00","AC","12:50:80:E0","CHTS V1.0 ","GBCS Version 1.0 ","[E] SMCH58603416","Security Characteristics version 1.2","2022-08-30",null,null,"ZIG17043ZSE12542-24","ZigBee Smart Energy Standard 1.2b","EDMI Europe Limited","8C:83:FA:49:3A:C0:3A:B2:A2:CA:F1:DD:A7:92:74:96:AE:DB:0E:C6:E9:5F:9E:18:9E:F8:9B:49:7A:E8:A5:A2","Complete image"]
[null,"000025","Current","Communications Hub","54:01","57:31","01","00","02:0D:00:00","CHTS V1.0 ","GBCS Version 1.0 ","[R] NCSC-1433053936-3951","Security Characteristics version 1.2","2023-11-01",null,null,"ZIG17009ZSE12508-24","ZigBee Smart Energy Standard 1.2b","Wistron NeWeb Corp","92:6C:B8:1A:16:89:2B:3D:58:65:D1:73:B4:F1:BD:C4:66:5F:37:7D:BB:53:94:0C:81:36:8E:02:5B:FE:7A:99","Complete image"]
[null,"000026","Current","Communications Hub","10:86","54:31","1F","52","0B:15:00:00","CHTS V1.0 ","GBCS Version 1.0 ","[R] NCSC-1433053936-3917","Security Characteristics version 1.2","2029-08-24",null,null,"ZIG17059ZSE12558-24","ZigBee Smart Energy Standard 1.2a","TOS","C1:3D:4C:16:47:CA:37:8E:24:9E:DA:93:A1:B3:EF:D1:25:E6:90:D7:06:1D:27:CF:27:6D:C2:04:4C:58:8F:36"]
[null,"000027","Current","Communications Hub","10:86","54:32","20","52","0B:15:00:00","CHTS V1.0 ","GBCS Version 1.0 ","[R] NCSC-1433053936-3917","Security Characteristics version 1.2","2029-08-24",null,null,"ZIG17060ZSE12559-24","ZigBee Smart Energy Standard 1.2a","TOS","C1:3D:4C:16:47:CA:37:8E:24:9E:DA:93:A1:B3:EF:D1:25:E6:90:D7:06:1D:27:CF:27:6D:C2:04:4C:58:8F:36"]
[null,"000028","Current","Communications Hub","10:86","54:34","21","52","0B:15:00:00","CHTS V1.0 ","GBCS Version 1.0 ","[R] NCSC-1433053936-3917","Security Characteristics version 1.2","2029-08-24",null,null,"ZIG17061ZSE12560-24","ZigBee Smart Energy Standard 1.2a","TOS","C1:3D:4C:16:47:CA:37:8E:24:9E:DA:93:A1:B3:EF:D1:25:E6:90:D7:06:1D:27:CF:27:6D:C2:04:4C:58:8F:36"]
[null,"000029","Current","Communications Hub","10:86","54:31","1F","52","0B:16:00:00","CHTS V1.0 ","GBCS Version 1.0 ","[R] NCSC-1433053936-3917","Security Characteristics version 1.2","2029-08-24",null,null,"ZIG17071ZSE12570-24","ZigBee Smart Energy Standard 1.2a","TOS","07:A0:62:55:93:BA:BD:C6:0C:B4:C7:BE:E2:74:50:91:9F:17:5A:B9:DD:6C:6B:11:83:EF:DC:B5:42:B2:5C:B6"]
[null,"000030","Current","Communications Hub","10:86","54:32","20","52","0B:16:00:00","CHTS V1.0 ","GBCS Version 1.0 ","[R] NCSC-1433053936-3917","Security Characteristics version 1.2","2029-08-24",null,null,"ZIG17072ZSE12571-24","ZigBee Smart Energy Standard 1.2a","TOS","07:A0:62:55:93:BA:BD:C6:0C:B4:C7:BE:E2:74:50:91:9F:17:5A:B9:DD:6C:6B:11:83:EF:DC:B5:42:B2:5C:B6"]
[null,"000031","Current","Communications Hub","10:86","54:34","21","52","0B:16:00:00","CHTS V1.0 ","GBCS Version 1.0 ","[R] NCSC-1433053936-3917","Security Characteristics version 1.2","2029-08-24",null,null,"ZIG17073ZSE12572-24","ZigBee Smart Energy Standard 1.2a","TOS","07:A0:62:55:93:BA:BD:C6:0C:B4:C7:BE:E2:74:50:91:9F:17:5A:B9:DD:6C:6B:11:83:EF:DC:B5:42:B2:5C:B6"]
[null,"000032","Removed","Single Element Electricity Metering Equipment","10:63","00:03","02","01","24:02:02:00","SMETS V2.0 ","GBCS Version 1.0 ","[E] ESME66672908","Security Characteristics version 1.2","2023-04-11",1675,"CTT 3.0","ZIG17044ZSE12543-24","ZigBee Smart Energy Standard 1.2b","Landis+Gyr","78:8D:57:D4:DD:2E:02:F3:3E:B5:6A:BE:F8:71:D5:65:2C:20:9E:0B:70:B4:6E:87:42:F0:EA:6F:F0:D4:4F:9A","Fragment 1 of 1 of FW version 24.02.02.00"]
[null,"000034","Current","Gas Smart Meter","10:6C","10:F1","01","FF","00:07:51:00","SMETS V2.0 ","GBCS Version 1.0 ","[E] GSME68754717","Security Characteristics version 1.2","2023-06-23",null,null,"ZIG17042ZSE12541-24","ZigBee Smart Energy Standard 1.2a","EDMI Europe Limited","00:84:50:C8:7F:6A:62:50:C9:27:2C:7C:E3:D8:25:0D:F3:23:CA:63:79:39:8B:93:20:04:17:3D:C9:FC:FF:B5","Complete image"]
[null,"000035","Current","Single Element Electricity Metering Equipment","10:6C","10:E1","01","FF","00:07:51:00","SMETS V2.0 ","GBCS Version 1.0 ","[E] ESME68753061","Security Characteristics version 1.2","2023-06-23",1837,"CTT 3.0","ZIG17037ZSE12536-24","ZigBee Smart Energy Standard 1.2b","EDMI Europe Limited","86:64:99:85:68:81:E4:A3:D9:BA:46:24:AC:61:56:04:BB:48:E4:75:52:4A:DA:FC:23:E5:3D:B8:14:EC:9C:08","Complete image"]
[null,"000036","Removed","Pre-Payment Interface Device","11:28","10:03","01","02","80:07:00:00","SMETS V2.0 ","GBCS Version 1.0 ","","Not Relevant",null,null,null,"ZIG17065ZSE12564-24","ZigBee Smart Energy Standard 1.2b"]
[null,"000037","Removed","Gas Smart Meter","10:63","47:72","01","01","03:03:02:39","SMETS V2.0 ","GBCS Version 1.0 ","[E] GSME68240423","Security Characteristics version 1.2","2023-06-25",null,null,"ZIG17064ZSE12563-24","ZigBee Smart Energy Standard 1.2a","Landis+Gyr","6D:89:6C:2C:96:CF:73:3F:1B:0E:3A:51:A3:96:97:F7:E4:F3:BE:FA:CE:0D:DA:37:EA:64:E8:AB:3E:44:04:E9","whole image"]
[null,"000038","Removed","Single Element Electricity Metering Equipment","10:63","00:03","02","01","24:02:03:00","SMETS V2.0 ","GBCS Version 1.0 ","[E] ESME66672908","Security Characteristics version 1.2","2023-04-11",1675,"CTT 3.0","ZIG17078ZSE12577-24","ZigBee Smart Energy Standard 1.2b","Landis+Gyr","B5:93:3C:C4:F3:31:7A:14:36:59:AB:66:63:CF:A4:E4:33:A8:08:02:AD:C1:FA:9E:18:EE:02:AA:DD:17:51:D5","Fragment 1 of 1 of FW version 24.02.03.00"]
[null,"000039","Current","Pre-Payment Interface Device","10:E0","00:05","01","00","00:07:02:00","SMETS V2.0 ","GBCS Version 1.0 ","","Not Relevant",null,null,null,"ZIG17079ZSE12578-24","ZigBee Smart Energy Standard 1.2b"]
[null,"000040","Current","Communications Hub","10:6C","43:31","00","AC","12:50:83:AE","CHTS V1.0 ","GBCS Version 1.0 ","[R] NCSC-1433053936-3918","Security Characteristics version 1.2","2029-10-31",null,null,"ZIG17043ZSE12542-24","ZigBee Smart Energy Standard 1.2b","EDMI Europe Limited","1E:39:75:1C:AF:2A:59:E8:23:D6:5C:A8:12:8A:8C:87:37:DD:F0:A3:98:44:E9:08:E2:93:9D:C0:30:9B:AD:83","Complete image"]
[null,"000041","Current","Pre-Payment Interface Device","10:90","00:07","01","00","01:00:00:00","SMETS V2.0 ","GBCS Version 1.0 ","","Not Relevant",null,null,null,"ZIG17082ZSE12581-24","ZigBee Smart Energy Standard 1.2a"]
[null,"000042","Current","Gas Smart Meter","10:6C","10:F1","01","FF","01:00:00:00","SMETS V2.0 ","GBCS Version 1.0 ","[E] GSME68754717","Security Characteristics version 1.2","2023-06-23",null,null,"ZIG17042ZSE12541-24","ZigBee Smart Energy Standard 1.2a","EDMI Europe Limited","D8:58:0D:F0:5B:A5:D6:B8:03:27:44:60:65:F4:A4:87:73:02:29:E0:EB:B7:B1:75:72:F8:3A:21:89:0B:3F:39","Complete image"]
[null,"000043","Current","Single Element Electricity Metering Equipment","10:6C","10:E1","01","FF","01:00:00:00","SMETS V2.0 ","GBCS Version 1.0 ","[E] ESME68753061","Security Characteristics version 1.2","2023-06-23",1837,"CTT 3.0","ZIG17037ZSE12536-24","ZigBee Smart Energy Standard 1.2b","EDMI Europe Limited","02:AC:30:A4:5A:BA:2E:1C:27:6D:BC:44:E6:83:8F:60:3C:9E:CA:C3:EC:F1:53:5F:A6:C8:50:43:FC:8F:A1:4C","Complete image"]
[null,"000044","Removed","Single Element Electricity Metering Equipment","11:8F","00:00","00","00","00:04:01:04","SMETS V2.0 ","GBCS Version 1.0 ","[E] ESME70039353","Security Characteristics version 1.2","2023-08-31",1830,"CTT 3.0","ZIG17019ZSE12518-24","ZigBee Smart Energy Standard 1.2a","Aclara","BB:AD:E1:96:2A:9E:A4:01:D8:1E:85:7E:A4:F8:E5:51:C8:0F:F3:B7:17:92:0F:95:39:E4:74:10:D7:E9:5C:A4","Fragment 2 of 2 of version 4.1.4"]
[null,"000045","Current","Gas Smart Meter","10:6C","10:F1","01","FF","01:00:01:00","SMETS V2.0 ","GBCS Version 1.0 ","[E] GSME68754717","Security Characteristics version 1.2","2023-06-23",null,null,"ZIG17042ZSE12541-24","ZigBee Smart Energy Standard 1.2a","EDMI Europe Limited","1A:7C:EE:B2:6E:76:E0:8F:C7:92:D8:55:F2:89:BC:2A:8B:F5:10:8B:83:95:BD:BD:36:0A:BD:F8:78:E9:D9:99","Complete image"]
[null,"000046","Current","Single Element Electricity Metering Equipment","10:6C","10:E1","01","FF","01:00:01:00","SMETS V2.0 ","GBCS Version 1.0 ","[E] ESME68753061","Security Characteristics version 1.2","2023-06-23",1837,"CTT 3.0","ZIG17037ZSE12536-24","ZigBee Smart Energy Standard 1.2b","EDMI Europe Limited","B2:40:97:15:F6:D5:65:D3:BD:E7:3C:AE:71:D1:53:92:22:13:1F:3F:D5:BC:89:0D:D0:6D:77:25:5E:C5:F1:47","Complete image"]
[null,"000047","Current","Single Element Electricity Metering Equipment","10:6C","10:E1","01","FF","01:00:11:00","SMETS V2.0 ","GBCS Version 1.0 ","[E] ESME68753061","Security Characteristics version 1.2","2023-06-23",1837,"CTT 3.0","ZIG17037ZSE12536-24","ZigBee Smart Energy Standard 1.2b","EDMI Europe Limited","6C:79:1B:76:80:65:71:D0:EA:63:1B:FD:D3:64:36:6A:EF:25:FA:A6:07:9B:11:D7:E6:2C:66:2F:5F:6E:28:F6","Complete image"]
[null,"000048","Current","Pre-Payment Interface Device","10:E0","00:05","01","00","00:07:03:00","SMETS V2.0 ","GBCS Version 1.0 ","","Not Relevant",null,null,null,"ZIG17096ZSE12595-24","ZigBee Smart Energy Standard 1.2b"]
[null,"000049","Current","Pre-Payment Interface Device","10:90","00:06","02","00","30:91:09:00","SMETS V2.0 ","GBCS Version 1.0 ","","Not Relevant",null,null,null,"ZIG17097ZSE12596-24","ZigBee Smart Energy Standard 1.2a"]
[null,"000050","Current","Pre-Payment Interface Device","11:28","00:03","01","02","80:07:00:00","SMETS V2.0 ","GBCS Version 1.0 ","","Not Relevant",null,null,null,"ZIG17065ZSE12564-24","ZigBee Smart Energy Standard 1.2b"]
[null,"000051","Current","Single Element Electricity Metering Equipment","10:6C","10:E1","A1","00","01:00:14:00","SMETS V2.0 ","GBCS Version 1.0 ","[E] ESME68753061","Security Characteristics version 1.2","2023-06-23",1837,"CTT 3.0","ZIG17037ZSE12536-24","ZigBee Smart Energy Standard 1.2b","EDMI Europe Limited","8D:36:3C:A6:31:F8:06:8C:1F:AB:89:FB:E5:C8:82:6A:B1:49:F6:7D:15:61:26:F6:84:15:DB:98:A3:FB:12:C9","Complete image"]
[null,"000052","Current","Gas Smart Meter","10:6C","10:F1","A1","00","01:00:14:00","SMETS V2.0 ","GBCS Version 1.0 ","[E] GSME68754717","Security Characteristics version 1.2","2023-06-23",null,null,"ZIG17042ZSE12541-24","ZigBee Smart Energy Standard 1.2a","EDMI Europe Limited","56:A4:B4:C0:3A:49:24:FD:70:82:2E:A6:79:2C:97:C2:81:B0:BB:85:07:16:87:6D:50:CF:E6:83:7E:41:00:FA","Complete image"]
[null,"000053","Current","Single Element Electricity Metering Equipment","10:6C","10:E1","A1","00","01:00:12:00","SMETS V2.0 ","GBCS Version 1.0 ","[E] ESME68753061","Security Characteristics version 1.2","2023-06-23",1837,"CTT 3.0","ZIG17037ZSE12536-24","ZigBee Smart Energy Standard 1.2b","EDMI Europe Limited","65:48:2A:F6:BB:A4:84:07:6C:54:0E:37:C7:7B:33:99:4A:83:6D:A1:75:B3:A2:20:61:3B:95:75:AF:48:42:5C","Complete image"]
[null,"000054","Current","Gas Smart Meter","10:6C","10:F1","A1","00","01:00:12:00","SMETS V2.0 ","GBCS Version 1.0 ","[E] GSME68754717","Security Characteristics version 1.2","2023-06-23",null,null,"ZIG17042ZSE12541-24","ZigBee Smart Energy Standard 1.2a","EDMI Europe Limited","F0:05:B7:42:73:49:E0:A2:8F:20:5F:F2:85:47:91:E0:01:53:9E:9B:68:14:52:A5:6E:7E:37:25:ED:07:88:FE","Complete image"]
[null,"000055","Removed","Gas Smart Meter","10:63","47:72","01","01","03:03:02:40","SMETS V2.0 ","GBCS Version 1.0 ","[E] GSME68240423","Security Characteristics version 1.2","2023-06-25",null,null,"ZIG17103ZSE12602-24","ZigBee Smart Energy Standard 1.2a","Landis+Gyr","15:C6:20:6D:4D:DF:F0:E7:69:97:AE:B7:04:B4:8B:0B:CC:93:59:2E:97:8D:7D:E4:05:EA:61:67:A4:79:40:27","whole image"]
[null,"000056","Current","Communications Hub","10:86","54:31","1F","52","0B:18:00:00","CHTS V1.0 ","GBCS Version 1.0 ","[R] NCSC-1433053936-3917","Security Characteristics version 1.2","2029-08-24",null,null,"ZIG17099ZSE12598-24","ZigBee Smart Energy Standard 1.2a","TOS","62:93:E9:C0:9D:56:F9:BC:FE:6F:8C:91:4E:90:A0:70:1B:4C:A7:1E:04:7A:1B:CA:AD:FF:85:C6:8B:CD:DF:12"]
[null,"000057","Current","Communications Hub","10:86","54:32","20","52","0B:18:00:00","CHTS V1.0 ","GBCS Version 1.0 ","[R] NCSC-1433053936-3917","Security Characteristics version 1.2","2029-08-24",null,null,"ZIG17100ZSE12599-24","ZigBee Smart Energy Standard 1.2a","TOS","62:93:E9:C0:9D:56:F9:BC:FE:6F:8C:91:4E:90:A0:70:1B:4C:A7:1E:04:7A:1B:CA:AD:FF:85:C6:8B:CD:DF:12"]
[null,"000058","Current","Communications Hub","10:86","54:34","21","52","0B:18:00:00","CHTS V1.0 ","GBCS Version 1.0 ","[R] NCSC-1433053936-3917","Security Characteristics version 1.2","2029-08-24",null,null,"ZIG17101ZSE12600-24","ZigBee Smart Energy Standard 1.2a","TOS","62:93:E9:C0:9D:56:F9:BC:FE:6F:8C:91:4E:90:A0:70:1B:4C:A7:1E:04:7A:1B:CA:AD:FF:85:C6:8B:CD:DF:12"]
[null,"000059","Current","Pre-Payment Interface Device","10:E0","00:05","01","00","00:07:04:00","SMETS V2.0 ","GBCS Version 1.0 ","","Not Relevant",null,null,null,"ZIG17105ZSE12604-24","ZigBee Smart Energy Standard 1.2b"]
[null,"000060","Current","Single Element Electricity Metering Equipment","10:28","D7:00","01","03","04:34:04:1B","SMETS V2.0 ","GBCS Version 1.0 ","[R] NCSC-1433053936-4226","Security Characteristics version 1.2","2024-09-25","1804","CTT 3.0","ZIG17024ZSE12523-24","ZigBee Smart Energy Standard 1.2b","49:74:72:6F:6E","B0:D5:FF:A2:74:96:C6:5B:4D:D4:51:8C:26:2F:9C:78:3B:DB:DA:3C:82:60:66:EC:23:02:73:2A:BE:2C:C7:F6"]
[null,"000061","Current","Communications Hub","10:72","57:31","01","00","02:10:00:00","CHTS V1.0 ","GBCS Version 1.0 ","[R] NCSC-1433053936-3951","Security Characteristics version 1.2","2023-11-01",null,null,"ZIG17009ZSE12508-24","ZigBee Smart Energy Standard 1.2b","Wistron NeWeb Corp","99:83:71:63:4F:0C:B1:98:72:F6:B0:C4:49:A6:13:BB:9E:37:D4:8C:D1:E2:A8:8E:6B:F2:A8:59:DC:89:60:CB","Complete image"]
[null,"000062","Removed","Gas Smart Meter","10:63","47:72","01","01","03:03:02:41","SMETS V2.0 ","GBCS Version 1.0 ","[E] GSME68240423","Security Characteristics version 1.2","2023-06-25",null,null,"ZIG17109ZSE12608-24","ZigBee Smart Energy Standard 1.2a","Landis+Gyr","2E:F4:00:43:26:68:83:68:03:F8:FA:56:AC:4C:FC:75:AA:47:FF:D1:38:2A:FF:B0:31:58:0F:6C:7B:10:68:29","whole image"]
[null,"000063","Current","Single Element Electricity Metering Equipment","10:6C","10:E1","A1","00","01:00:21:00","SMETS V2.0 ","GBCS Version 1.0 ","[E] ESME68753061","Security Characteristics version 1.2","2023-06-23",1837,"CTT 3.0","ZIG17037ZSE12536-24","ZigBee Smart Energy Standard 1.2b","EDMI Europe Limited","C0:CF:0C:6B:E3:73:60:45:72:43:2B:36:C7:A7:09:65:55:24:6B:84:60:53:43:61:83:87:AB:C4:D8:73:B8:0C","Complete image"]
[null,"000064","Current","Gas Smart Meter","10:6C","10:F1","A1","00","01:00:21:00","SMETS V2.0 ","GBCS Version 1.0 ","[E] GSME68754717","Security Characteristics version 1.2","2023-06-23",null,null,"ZIG17042ZSE12541-24","ZigBee Smart Energy Standard 1.2a","EDMI Europe Limited","26:AE:EA:06:62:88:3D:01:B8:C6:8D:C3:70:2C:11:33:C8:EF:6D:13:44:C1:9E:FA:18:3A:B0:D1:5F:C5:61:8A","Complete image"]
[null,"000065","Current","Pre-Payment Interface Device","10:90","00:07","01","00","01:10:00:00","SMETS V2.0 ","GBCS Version 1.0 ","","Not Relevant",null,null,null,"ZIG17112ZSE12611-24","ZigBee Smart Energy Standard 1.2b"]
[null,"000066","Removed","Single Element Electricity Metering Equipment","11:8F","00:00","00","00","00:04:04:00","SMETS V2.0 ","GBCS Version 1.0 ","[E] ESME70039353","Security Characteristics version 1.2","2023-08-31",1830,"CTT 3.0","ZIG17019ZSE12518-24","ZigBee Smart Energy Standard 1.2a","Aclara","E0:5F:AD:77:58:14:2A:21:56:69:26:CC:D1:D7:7F:3C:EC:6E:23:EC:81:BB:14:1B:66:C1:C3:9F:82:0C:D2:76","Fragment 2 of 2 of version 4.4.0"]
[null,"000067","Current","Single Element Electricity Metering Equipment","10:6C","10:E1","A1","00","01:00:22:00","SMETS V2.0 ","GBCS Version 1.0 ","[E] ESME68753061","Security Characteristics version 1.2","2023-06-23",1837,"CTT 3.0","ZIG17037ZSE12536-24","ZigBee Smart Energy Standard 1.2b","EDMI Europe Limited","DC:5A:6B:5E:80:4E:44:CE:5A:B6:20:EE:FF:56:C6:80:9F:BD:66:72:C5:5C:58:0C:1C:92:15:6D:B2:E4:AE:43","Complete image"]
[null,"000068","Removed","Gas Smart Meter","10:6C","10:F1","A1","00","01:00:22:00","SMETS V2.0 ","GBCS Version 1.0 ","[E] GSME68754717","Security Characteristics version 1.2","2023-06-23",null,null,"ZIG17042ZSE12541-24","ZigBee Smart Energy Standard 1.2a","EDMI Europe Limited","E3:28:EB:FE:17:1B:5F:69:9F:12:62:F2:E7:FE:F0:15:7F:00:43:51:B2:D1:A4:C7:AB:36:D7:20:AC:E2:68:5E","Complete image"]
[null,"000069","Current","Pre-Payment Interface Device","10:E0","00:05","12","00","00:07:05:00","SMETS V2.0 ","GBCS Version 1.0 ","","Not Relevant",null,null,null,"ZIG17117ZSE12616-24","ZigBee Smart Energy Standard 1.2b"]
[null,"000070","Removed","Single Element Electricity Metering Equipment","10:6C","10:E1","00","A1","01:00:22:00","SMETS V2.0 ","GBCS Version 1.0 ","[E] ESME68753061","Security Characteristics version 1.2","2023-06-23",1837,"CTT 3.0","ZIG17037ZSE12536-24","ZigBee Smart Energy Standard 1.2b","EDMI Europe Limited","DC:5A:6B:5E:80:4E:44:CE:5A:B6:20:EE:FF:56:C6:80:9F:BD:66:72:C5:5C:58:0C:1C:92:15:6D:B2:E4:AE:43","Complete image"]
[null,"000071","Removed","Gas Smart Meter","10:6C","10:F1","00","A1","01:00:22:00","SMETS V2.0 ","GBCS Version 1.0 ","[E] GSME68754717","Security Characteristics version 1.2","2023-06-23",null,null,"ZIG17042ZSE12541-24","ZigBee Smart Energy Standard 1.2a","EDMI Europe Limited","E3:28:EB:FE:17:1B:5F:69:9F:12:62:F2:E7:FE:F0:15:7F:00:43:51:B2:D1:A4:C7:AB:36:D7:20:AC:E2:68:5E","Complete image"]
[null,"000072","Removed","Single Element Electricity Metering Equipment","10:6C","10:E1","00","A1","01:00:30:00","SMETS V2.0 ","GBCS Version 1.0 ","[E] ESME68753061","Security Characteristics version 1.2","2023-06-23",1837,"CTT 3.0","ZIG17037ZSE12536-24","ZigBee Smart Energy Standard 1.2b","EDMI Europe Limited","45:DE:49:34:1D:00:6F:96:AE:59:13:67:C8:35:0A:CB:49:70:A1:61:7F:B4:F1:4C:0D:50:1D:26:CC:E1:7F:14","Complete image"]
[null,"000073","Current","Single Element Electricity Metering Equipment","10:57","00:00","01","01","01:21:DD:7C","SMETS V2.0 ","GBCS Version 1.0 ","[R] NCSC-1433053936-4225","Security Characteristics version 1.2","2024-12-18",1825,"CTT 3.0","ZIG16001ZSE12436-24","ZigBee Smart Energy Standard 1.2a","Elster Metering Ltd","05:65:9B:8C:BD:5E:BB:FD:6E:DC:47:2C:4B:A0:A8:EB:2E:DD:12:69:8E:74:88:82:C3:65:01:17:AB:1C:DD:47","Complete image"]
[null,"000076","Current","Single Element Electricity Metering Equipment","10:6C","10:E1","A1","00","01:00:30:00","SMETS V2.0 ","GBCS Version 1.0 ","[E] ESME68753061","Security Characteristics version 1.2","2023-06-23",1837,"CTT 3.0","ZIG17037ZSE12536-24","ZigBee Smart Energy Standard 1.2b","EDMI Europe Limited","45:DE:49:34:1D:00:6F:96:AE:59:13:67:C8:35:0A:CB:49:70:A1:61:7F:B4:F1:4C:0D:50:1D:26:CC:E1:7F:14","Complete image"]
[null,"000077","Removed","Single Element Electricity Metering Equipment","10:6C","10:E1","A1","00","01:00:31:00","SMETS V2.0 ","GBCS Version 1.0 ","[E] ESME68753061","Security Characteristics version 1.2","2023-06-23",1837,"CTT 3.0","ZIG17037ZSE12536-24","ZigBee Smart Energy Standard 1.2b","EDMI Europe Limited","DF:7D:90:7D:DB:8B:FE:54:E2:DC:0B:63:52:7D:F6:2D:2C:55:FB:38:D8:FE:78:C2:42:7E:EF:21:3F:1A:64:9F","Complete image"]
[null,"000078","Removed","Gas Smart Meter","10:6C","10:F1","A1","00","01:00:31:00","SMETS V2.0 ","GBCS Version 1.0 ","[E] GSME68754717","Security Characteristics version 1.2","2023-06-23",null,null,"ZIG17042ZSE12541-24","ZigBee Smart Energy Standard 1.2a","EDMI Europe Limited","66:FE:04:C0:BE:B9:7D:7F:7E:FB:1B:D6:5D:EC:A7:62:C4:05:0E:25:04:A5:FD:C6:1B:74:D8:51:36:9A:D6:C5","Complete image"]
[null,"000079","Removed","Gas Smart Meter","10:63","47:72","01","01","03:03:02:44","SMETS V2.0 ","GBCS Version 1.0 ","[E] GSME68240423","Security Characteristics version 1.2","2023-06-25",null,null,"ZIG18005ZSE12628-24","ZigBee Smart Energy Standard 1.2a","Landis+Gyr","63:21:A1:55:1E:5F:32:A8:82:EE:D0:0B:1F:0E:2C:D8:27:34:71:A2:EE:37:D9:16:C5:3F:F5:F5:C9:19:3C:0E","whole image"]
[null,"000080","Removed","Single Element Electricity Metering Equipment","10:63","00:03","02","01","24:03:02:00","SMETS V2.0 ","GBCS Version 1.0 ","[E] ESME66672908","Security Characteristics version 1.2","2023-04-11",1901,"CTT 3.0","ZIG17122ZSE12621-24","ZigBee Smart Energy Standard 1.2b","Landis+Gyr","5A:C4:FF:87:5C:19:47:20:74:44:80:18:E8:1C:B6:B1:A8:56:6E:A4:4F:5E:26:56:C5:60:11:B0:1B:6C:7E:08","Fragment 1 of 1 of FW version 24.03.02.00"]
[null,"000081","Removed","Single Element Electricity Metering Equipment","10:63","00:03","02","01","24:03:03:00","SMETS V2.0 ","GBCS Version 1.0 ","[E] ESME66672908","Security Characteristics version 1.2","2023-04-11",1901,"CTT 3.0","ZIG18006ZSE12629-24","ZigBee Smart Energy Standard 1.2b","Landis+Gyr","C8:00:B2:18:52:94:0C:D5:71:A4:6E:67:85:17:5F:75:35:A2:D6:EE:2B:2D:27:6A:3E:38:71:5F:45:E7:B2:6D","Fragment 1 of 1 of FW version 24.03.02.00"]
[null,"000082","Current","Gas Smart Meter","10:57","05:75","00","00","00:02:02:03","SMETS V2.0 ","GBCS Version 1.0 ","[E] GSME1433053936-1197","Security Characteristics version 1.2","2024-02-13",null,null,"ZIG18003ZSE12626-24","ZigBee Smart Energy Standard 1.2b","Elster GmbH","66:47:9E:B3:78:80:C9:F8:48:AF:83:A2:B7:EB:E7:A4:8B:E0:60:08:3C:63:AC:FF:97:89:AD:D9:D1:06:75:45"]
[null,"000083","Removed","Single Element Electricity Metering Equipment","11:25","31:32","05","01","01:02:00:96","SMETS V2.0 ","GBCS Version 1.0 ","[E] ESME1433053936-1272","Security Characteristics version 1.2","2019-04-25",1694,"CTT 3.0","ZIG17110ZSE12609-24","ZigBee Smart Energy Standard 1.2a","Kaifa","22:FB:1C:4C:9A:5F:53:6A:27:9D:A4:81:A7:EC:E1:1F:39:8C:CB:BE:D4:86:FA:9A:F3:87:DF:B0:9B:29:20:D5","Complete image"]
[null,"000084","Removed","Single Element Electricity Metering Equipment","10:6C","10:E1","A1","00","01:00:42:00","SMETS V2.0 ","GBCS Version 1.0 ","[E] ESME68753061","Security Characteristics version 1.2","2023-06-23",1837,"CTT 3.0","ZIG17037ZSE12536-24","ZigBee Smart Energy Standard 1.2b","EDMI Europe Limited","EA:9B:ED:BF:86:4A:3B:0D:3B:F3:1A:86:FF:43:76:30:34:A7:AB:43:05:23:D1:D6:20:49:15:AD:7C:28:97:89","Complete image"]
[null,"000085","Current","Single Element Electricity Metering Equipment","10:57","00:00","01","01","01:23:E2:02","SMETS V2.0 ","GBCS Version 1.0 ","[R] NCSC-1433053936-4225","Security Characteristics version 1.2","2024-12-18",1825,"CTT 3.0","ZIG18024ZSE12647-24","ZigBee Smart Energy Standard 1.2b","Elster Metering Ltd","60:F6:49:D6:EA:49:F4:D1:A7:C8:67:4D:D7:D5:79:07:6A:59:5A:24:D8:E9:DF:E0:79:05:3B:E6:35:15:16:B6","Complete image"]
[null,"000086","Current","Pre-Payment Interface Device","10:E0","00:05","12","00","00:08:00:00","SMETS V2.0 ","GBCS Version 1.0 ","","Not Relevant",null,null,null,"ZIG18026ZSE12649-24","ZigBee Smart Energy Standard 1.2b"]
[null,"000087","Current","Communications Hub","10:6C","43:31","00","AC","12:60:94:D0","CHTS V1.0 ","GBCS Version 1.0 ","[R] NCSC-1433053936-3918","Security Characteristics version 1.2","2029-10-31",null,null,"ZIG18016ZSE12639-24","ZigBee Smart Energy Standard 1.2b","EDMI Europe Limited","C9:45:C7:35:48:DD:D7:7A:4C:5F:F6:65:FB:D6:4F:20:FD:82:F7:30:1A:26:CD:A8:29:31:51:FE:8F:FB:4A:30","Complete Image"]
[null,"000088","Current","Single Element Electricity Metering Equipment","10:63","00:03","02","01","24:03:05:00","SMETS V2.0 ","GBCS Version 1.0 ","[E] ESME66672908","Security Characteristics version 1.2","2023-04-11",1901,"CTT 3.0","ZIG18019ZSE12642-24","ZigBee Smart Energy Standard 1.2b","Landis+Gyr","B3:35:7B:D5:22:E6:C6:30:66:6A:00:6F:0D:0E:BD:D0:FE:6B:9D:1C:5A:74:AC:DA:6F:44:72:A5:8C:03:DD:60","Fragment 1 of 1 of FW version 24.03.05.00"]
[null,"000089","Removed","Single Element Electricity Metering Equipment","10:6C","10:E1","A1","00","01:00:50:00","SMETS V2.0 ","GBCS Version 1.0 ","[E] ESME68753061","Security Characteristics version 1.2","2023-06-23",1837,"CTT 3.0","ZIG17037ZSE12536-24","ZigBee Smart Energy Standard 1.2b","EDMI Europe Limited","51:63:EE:C5:97:24:51:18:FD:61:D1:B7:19:5D:A7:E9:9F:CA:34:36:3B:26:1A:4E:2D:8D:7B:56:06:B3:4C:E2","Complete image"]
[null,"000090","Removed","Gas Smart Meter","10:6C","10:F1","A1","00","01:00:50:00","SMETS V2.0 ","GBCS Version 1.0 ","[E] GSME68754717","Security Characteristics version 1.2","2023-06-23",null,null,"ZIG17042ZSE12541-24","ZigBee Smart Energy Standard 1.2a","EDMI Europe Limited","C9:EF:0A:5C:21:ED:D3:39:EB:25:D6:2D:7C:EE:FD:FE:80:59:EB:29:42:87:62:49:19:30:5F:7C:17:CE:43:00","Complete image"]
[null,"000091","Removed","Single Element Electricity Metering Equipment","10:6C","10:E1","A1","00","01:00:52:00","SMETS V2.0 ","GBCS Version 1.0 ","[E] ESME68753061","Security Characteristics version 1.2","2023-06-23",1837,"CTT 3.0","ZIG17037ZSE12536-24","ZigBee Smart Energy Standard 1.2b","EDMI Europe Limited","EC:66:DE:4D:5E:59:4B:D4:D2:79:61:E3:30:B6:E9:49:B7:8B:3E:B3:D0:93:16:06:D3:CA:12:71:97:AB:BF:F9","Complete image"]
[null,"000092","Current","Gas Smart Meter","10:6C","10:F1","A1","00","01:00:52:00","SMETS V2.0 ","GBCS Version 1.0 ","[E] GSME68754717","Security Characteristics version 1.2","2023-06-23",null,null,"ZIG17042ZSE12541-24","ZigBee Smart Energy Standard 1.2a","EDMI Europe Limited","C7:D9:9F:65:F5:0B:F3:BB:08:B1:91:06:25:81:1B:84:79:38:02:19:E9:C3:82:2B:B8:0D:18:62:3C:93:49:DD","Complete image"]
[null,"000093","Current","Communications Hub","10:86","54:31","1F","52","0B:19:00:00","CHTS V1.0 ","GBCS Version 1.0 ","[R] NCSC-1433053936-3917","Security Characteristics version 1.2","2029-08-24",null,null,"ZIG18011ZSE12634-24","ZigBee Smart Energy Standard 1.2a","TOS","24:46:C7:A9:D2:82:EF:37:D5:D9:49:E9:AA:62:79:7A:F6:1D:4D:32:F9:53:C9:BB:9F:3C:AC:3C:35:6A:12:92"]
[null,"000094","Current","Communications Hub","10:86","54:32","20","52","0B:19:00:00","CHTS V1.0 ","GBCS Version 1.0 ","[R] NCSC-1433053936-3917","Security Characteristics version 1.2","2029-08-24",null,null,"ZIG18012ZSE12635-24","ZigBee Smart Energy Standard 1.2a","TOS","24:46:C7:A9:D2:82:EF:37:D5:D9:49:E9:AA:62:79:7A:F6:1D:4D:32:F9:53:C9:BB:9F:3C:AC:3C:35:6A:12:92"]
[null,"000095","Current","Communications Hub","10:86","54:34","21","52","0B:19:00:00","CHTS V1.0 ","GBCS Version 1.0 ","[R] NCSC-1433053936-3917","Security Characteristics version 1.2","2029-08-24",null,null,"ZIG18013ZSE12636-24","ZigBee Smart Energy Standard 1.2a","TOS","24:46:C7:A9:D2:82:EF:37:D5:D9:49:E9:AA:62:79:7A:F6:1D:4D:32:F9:53:C9:BB:9F:3C:AC:3C:35:6A:12:92"]
[null,"000096","Current","Gas Smart Meter","10:15","09:B3","37","00","09:03:0A:07","SMETS V2.0 ","GBCS Version 1.0 ","[E] GSME1433053936-1360","Security Characteristics version 1.2","2024-04-12",null,null,"ZIG18023ZSE12646-24 ","ZigBee Smart Energy Standard 1.2a","Flonidan","DD:63:A0:A6:2C:D3:BC:F4:6A:E4:7E:E9:32:3C:F2:B3:53:F7:97:21:21:9D:B3:00:8B:AF:59:91:6A:7E:FD:01","Complete image"]
[null,"000097","Removed","Single Element Electricity Metering Equipment","11:8F","00:00","00","00","00:04:07:FF","SMETS V2.0 ","GBCS Version 1.1  ","[E] ESME70039353","Security Characteristics version 1.2","2023-08-31",1830,"CTT 3.0","ZIG17019ZSE12518-24","ZigBee Smart Energy Standard 1.2a","Aclara","D3:AB:FD:62:40:EF:0B:CE:40:3C:8B:06:58:2E:59:A8:56:67:25:F3:B0:67:7B:CD:DC:88:A8:EB:FB:A2:A5:BF","Fragment 1 of 2 of version 4.8.0"]
[null,"000098","Removed","Single Element Electricity Metering Equipment","11:8F","00:00","00","00","00:04:08:00","SMETS V2.0 ","GBCS Version 1.1  ","[E] ESME70039353","Security Characteristics version 1.2","2023-08-31",1830,"CTT 3.0","ZIG17019ZSE12518-24","ZigBee Smart Energy Standard 1.2a","Aclara","5D:B1:AB:F2:9C:BA:15:32:23:F3:F2:03:03:A4:24:14:5C:8F:F7:44:D2:48:D3:0F:29:AC:44:74:42:77:5D:D1","Fragment 2 of 2 of version 4.8.0"]
[null,"000099","Removed","Single Element Electricity Metering Equipment","10:6C","10:E1","A1","00","01:05:72:00","SMETS V2.0 ","GBCS Version 1.1 ","[E] ESME68753061","Security Characteristics version 1.2","2023-06-23",1837,"CTT 3.0","ZIG17037ZSE12536-24","ZigBee Smart Energy Standard 1.2b","EDMI Europe Limited","CF:0C:0D:D9:73:CC:37:D2:5D:D4:DB:68:88:98:DD:09:BF:15:EA:2C:E7:1D:A3:19:8E:5A:25:46:E3:60:FF:55","Complete Image"]
[null,"000100","Removed","Gas Smart Meter","10:6C","10:F1","A1","00","01:02:72:00","SMETS V2.0 ","GBCS Version 1.1","[E] GSME68754717","Security Characteristics version 1.2","2023-06-23",null,null,"ZIG17042ZSE12541-24","ZigBee Smart Energy Standard 1.2a","EDMI Europe Limited","3E:7F:3D:BB:5F:52:7C:AC:69:F2:D0:45:A4:28:68:15:87:E1:E9:1F:36:3D:D6:A2:3A:AB:E7:C8:41:D7:C8:CD","Complete Image"]
[null,"000101","Current","Communications Hub","10:86","54:31","1F","52","0B:1B:00:00","CHTS V1.0 ","GBCS Version 1.1  ","[R] NCSC-1433053936-3917","Security Characteristics version 1.2","2029-08-24",null,null,"ZIG18046ZSE12669-24","ZigBee Smart Energy Standard 1.2a","TOS","61:A6:84:05:56:A8:55:84:01:63:5E:78:88:AD:BD:E1:C2:10:66:16:97:1A:00:F7:73:76:DE:68:A9:FB:35:BF"]
[null,"000102","Current","Communications Hub","10:86","54:32","20","52","0B:1B:00:00","CHTS V1.0 ","GBCS Version 1.1  ","[R] NCSC-1433053936-3917","Security Characteristics version 1.2","2029-08-24",null,null,"ZIG18049ZSE12672-24","ZigBee Smart Energy Standard 1.2a","TOS","61:A6:84:05:56:A8:55:84:01:63:5E:78:88:AD:BD:E1:C2:10:66:16:97:1A:00:F7:73:76:DE:68:A9:FB:35:BF"]
[null,"000103","Current","Communications Hub","10:86","54:34","21","52","0B:1B:00:00","CHTS V1.0 ","GBCS Version 1.1  ","[R] NCSC-1433053936-3917","Security Characteristics version 1.2","2029-08-24",null,null,"ZIG18047ZSE12670-24","ZigBee Smart Energy Standard 1.2a","TOS","61:A6:84:05:56:A8:55:84:01:63:5E:78:88:AD:BD:E1:C2:10:66:16:97:1A:00:F7:73:76:DE:68:A9:FB:35:BF"]
[null,"000104","Current","Communications Hub","10:6C","43:31","00","AC","12:60:A1:1E","CHTS V1.0","GBCS Version 1.1 ","[R] NCSC-1433053936-3918","Security Characteristics version 1.2","2029-10-31",null,null,"ZIG18016ZSE12639-24","ZigBee Smart Energy Standard 1.2b","EDMI Europe Limited","1F:A0:E0:33:D3:6E:70:7A:F2:FD:32:B5:E2:8F:BB:17:AD:C0:69:5B:FF:32:0B:38:F1:28:2E:54:A8:15:26:1C","Complete Image"]
[null,"000105","Current","Single Element Electricity Metering Equipment","10:63","00:03","02","01","24:03:06:00","SMETS V2.0 ","GBCS Version 1.1 ","[E] ESME66672908","Security Characteristics version 1.2","2023-04-11",1901,"CTT 3.0","ZIG18058ZSE12681-24","ZigBee Smart Energy Standard 1.2b","Landis+Gyr","69:3D:D4:40:59:0F:4A:E3:98:35:24:3E:DD:0B:C3:D1:F0:91:BB:00:E8:BB:B8:32:B6:F8:CD:76:CF:A6:FF:89","Fragment 1 of 1 of FW version 24.03.06.00"]
[null,"000106","Current","Single Element Electricity Metering Equipment","10:63","00:05","02","02","38:01:01:00","SMETS V2.0 ","GBCS Version 1.1 ","[E] NCSC1433053936-1497","Security Characteristics version 1.2","2024-05-29",1927,"CTT 3.0","ZIG18018ZSE12641-24","ZigBee Smart Energy Standard 1.2b","Landis+Gyr","58:DB:7E:35:03:AE:9C:EB:1B:21:FB:76:38:45:B5:E1:8F:7E:94:97:2B:DE:33:E1:8E:1B:48:7C:8D:D0:3E:42","Fragment 1 of 1 of FW version 38.01.01.00"]
[null,"000107","Removed","Single Element Electricity Metering Equipment","10:6C","10:E1","A1","00","01:00:53:00","SMETS V2.0 ","GBCS Version 1.1 ","[E] ESME68753061","Security Characteristics version 1.2","2023-06-23",1837,"CTT 3.0","ZIG17037ZSE12536-24","ZigBee Smart Energy Standard 1.2b","EDMI Europe Limited","90:0C:6E:92:EF:51:80:AF:71:80:A0:6E:E5:9F:75:89:C3:2F:F8:3C:95:18:D0:5F:0F:B7:AD:C2:4F:52:3D:DB","Complete Image"]
[null,"000108","Removed","Gas Smart Meter","10:63","47:72","01","01","03:03:02:45","SMETS V2.0 ","GBCS Version 1.1 ","[E] GSME68240423","Security Characteristics version 1.2","2023-06-25",null,null,"ZIG18015ZSE12638-24","ZigBee Smart Energy Standard 1.2a","Landis+Gyr","8F:FF:AE:AB:6C:04:F5:F1:11:77:CD:7B:1D:B0:00:03:33:31:C0:EA:C2:C3:C5:C0:BD:C0:EB:57:5C:F3:45:B8","whole image"]
[null,"000109","Current","Pre-Payment Interface Device","10:90","00:07","01","00","01:14:00:00","SMETS V2.0 ","GBCS Version 1.1 ","","Not Relevant",null,null,null,"ZIG18067ZSE12690-24","ZigBee Smart Energy Standard 1.2b"]
[null,"000110","Current","Gas Smart Meter","10:57","05:75","01","01","00:02:02:05","SMETS V2.0 ","GBCS Version 1.1  ","[E] GSME1433053936-1197","Security Characteristics version 1.2","2024-02-13",null,null,"ZIG18066ZSE12689-24","ZigBee Smart Energy Standard 1.2b","Elster GmbH | Honeywell","D2:2C:64:E3:71:D0:9E:C9:BD:D3:45:C1:6C:2E:00:7D:EC:B3:6F:B1:D0:BD:FC:AB:44:16:DF:6A:54:0F:AC:86"]
[null,"000111","Removed","Single Element Electricity Metering Equipment","10:6C","10:E1","A1","00","01:05:81:00","SMETS V2.0 ","GBCS Version 1.1 ","[E] ESME68753061","Security Characteristics version 1.2","2023-06-23",1837,"CTT 3.0","ZIG17037ZSE12536-24","ZigBee Smart Energy Standard 1.2b","EDMI Europe Limited","43:66:D6:CC:A0:C3:B5:7A:CD:48:9F:90:35:B3:68:28:35:31:04:0F:CA:43:3D:78:C3:60:8B:94:36:0B:AE:1C","Complete Image"]
[null,"000112","Removed","Gas Smart Meter","10:6C","10:F1","A1","00","01:02:81:00","SMETS V2.0 ","GBCS Version 1.1","[E] GSME68754717","Security Characteristics version 1.2","2023-06-23",null,null,"ZIG17042ZSE12541-24","ZigBee Smart Energy Standard 1.2a","EDMI Europe Limited","89:01:50:E9:26:2E:0D:44:9C:3C:7F:7D:47:B9:5B:E1:CB:4F:5F:51:45:41:60:B6:CC:6E:E4:28:0C:8D:59:37","Complete Image"]
[null,"000113","Current","Single Element Electricity Metering Equipment","10:63","00:05","02","02","38:03:06:00","SMETS V2.0 ","GBCS Version 1.1 ","[E] NCSC1433053936-1497","Security Characteristics version 1.2","2024-05-29",1927,"CTT 3.0","ZIG18057ZSE12680-24","ZigBee Smart Energy Standard 1.2b","Landis+Gyr","6E:0F:94:A2:73:62:EB:C9:BC:A9:8D:C6:81:CD:03:5E:C1:C2:91:B5:AB:42:3D:33:69:FB:C3:29:48:7B:46:DE","Fragment 1 of 1 of FW version 38.03.06.00"]
[null,"000114","Current","Pre-Payment Interface Device","10:E0","00:05",12,"00","00:08:01:00","SMETS V2.0 ","GBCS Version 1.1 ","","Not Relevant",null,null,null,"ZIG18071ZSE12694-24","ZigBee Smart Energy Standard 1.2b"]
[null,"000115","Current","Single Element Electricity Metering Equipment","10:63","00:03","02","01","24:03:07:00","SMETS V2.0 ","GBCS Version 1.1 ","[E] ESME66672908","Security Characteristics version 1.2","2023-04-11",1901,"CTT 3.0","ZIG18069ZSE12692-24","ZigBee Smart Energy Standard 1.2b","Landis+Gyr","D2:B9:B4:E5:3C:D8:6F:A3:10:03:70:8F:32:97:44:E8:D6:00:74:14:F7:71:95:33:7D:9F:6E:08:68:C1:AD:71","Fragment 1 of 1 of FW version 24.03.07.00"]
[null,"000116","Current","Gas Smart Meter","10:15","09:B3",37,"00","09:03:0A:07","SMETS V2.0 ","GBCS Version 1.1","[E] GSME1433053936-1360","Security Characteristics version 1.2","2024-04-12",null,null,"ZIG18023ZSE12646-24 ","ZigBee Smart Energy Standard 1.2a","Flonidan","DD:63:A0:A6:2C:D3:BC:F4:6A:E4:7E:E9:32:3C:F2:B3:53:F7:97:21:21:9D:B3:00:8B:AF:59:91:6A:7E:FD:01","Complete image"]
[null,"000117","Current","Single Element Electricity Metering Equipment","10:6C","10:E1","A1","00","01:05:82:00","SMETS V2.0 ","GBCS Version 1.1 ","[E] ESME68753061","Security Characteristics version 1.2","2023-06-23",1837,"CTT 3.0","ZIG17037ZSE12536-24","ZigBee Smart Energy Standard 1.2b","EDMI Europe Limited","6B:8A:6A:42:A2:5D:EC:60:D7:B6:57:11:2A:87:BD:CA:26:7B:57:95:6B:8A:48:6A:C9:BB:E7:75:64:9C:0F:08","Complete Image"]
[null,"000118","Current","Pre-Payment Interface Device","10:90","00:07","01","00","01:15:00:00","SMETS V2.0 ","GBCS Version 1.1 ","","Not Relevant",null,null,null,"ZIG18088ZSE12711-24","ZigBee Smart Energy Standard 1.2b"]
[null,"000119","Removed","Single Element Electricity Metering Equipment","10:6C","10:E1","A1","00","01:05:90:00","SMETS V2.0 ","GBCS Version 1.1 ","[E] ESME68753061","Security Characteristics version 1.2","2023-06-23",1837,"CTT 3.0","ZIG17037ZSE12536-24","ZigBee Smart Energy Standard 1.2b","EDMI Europe Limited","64:67:13:DC:D5:7C:7D:B2:84:14:A6:3E:22:60:EC:BC:27:88:D8:8D:11:FE:7F:1D:C2:BD:59:B7:A0:B0:23:0A","Complete Image"]
[null,"000120","Current","Pre-Payment Interface Device","11:28","00:03","01","02","80:23:00:00","SMETS V2.0 ","GBCS Version 1.1 ","","Not Relevant",null,null,null,"ZIG18094ZSE12717-24","ZigBee Smart Energy Standard 1.2b"]
[null,"000121","Removed","Single Element Electricity Metering Equipment","11:8F","00:00","00","00","00:04:09:FF","SMETS V2.0 ","GBCS Version 1.1  ","[E] ESME70039353","Security Characteristics version 1.2","2023-08-31",1830,"CTT 3.0","ZIG17019ZSE12518-24","ZigBee Smart Energy Standard 1.2a","Aclara","E3:26:5C:86:E7:F6:FC:69:2B:9B:CB:0D:1E:6A:E7:26:A2:47:0C:05:10:C0:F0:02:AD:41:30:99:04:83:E5:DC","Fragment 1 of 2 of version 4.10.0"]
[null,"000122","Removed","Single Element Electricity Metering Equipment","11:8F","00:00","00","00","00:04:10:00","SMETS V2.0 ","GBCS Version 1.1  ","[E] ESME70039353","Security Characteristics version 1.2","2023-08-31",1830,"CTT 3.0","ZIG17019ZSE12518-24","ZigBee Smart Energy Standard 1.2a","Aclara","03:39:63:00:5C:D8:C2:7C:F5:21:78:F0:AA:2B:8E:FA:61:6C:B4:1F:5B:C5:05:61:51:FA:1C:9E:18:4A:9B:BF","Fragment 2 of 2 of version 4.10.0"]
[null,"000123","Current","Single Element Electricity Metering Equipment","10:63","00:05","02","02","38:03:07:00","SMETS V2.0 ","GBCS Version 1.1 ","[E] NCSC1433053936-1497","Security Characteristics version 1.2","2024-05-29",1927,"CTT 3.0","ZIG18070ZSE12693-24","ZigBee Smart Energy Standard 1.2b","Landis+Gyr","A8:53:86:9E:80:F5:70:00:05:8F:29:79:B0:F6:B6:A5:AE:D9:7D:95:49:39:67:BB:35:3A:CC:E4:25:58:DE:33","Fragment 1 of 1 of FW version 38.03.07.00"]
[null,"000124","Removed","Single Element Electricity Metering Equipment","11:8F","00:00","00","00","00:04:10:01","SMETS V2.0 ","GBCS Version 1.1  ","[E] ESME70039353","Security Characteristics version 1.2","2023-08-31",1830,"CTT 3.0","ZIG17019ZSE12518-24","ZigBee Smart Energy Standard 1.2a","Aclara","BD:48:67:A8:FA:66:03:C0:D7:DC:B6:FA:E5:C1:C2:A4:E8:AE:75:B9:D9:6D:13:F3:C2:B3:40:E3:E2:84:93:20","Fragment 1 of 2 of version 4.10.2"]
[null,"000125","Removed","Single Element Electricity Metering Equipment","11:8F","00:00","00","00","00:04:10:02","SMETS V2.0 ","GBCS Version 1.1  ","[E] ESME70039353","Security Characteristics version 1.2","2023-08-31",1830,"CTT 3.0","ZIG17019ZSE12518-24","ZigBee Smart Energy Standard 1.2a","Aclara","BB:D7:63:FB:16:19:A3:0B:A3:C0:38:69:7C:A7:A5:F5:9F:3A:BD:8F:2B:85:EC:4C:CE:B9:E1:62:7F:4B:92:C4","Fragment 2 of 2 of version 4.10.2"]
[null,"000126","Removed","Single Element Electricity Metering Equipment","10:6C","10:E1","A1","00","01:05:91:00","SMETS V2.0 ","GBCS Version 1.1 ","[E] ESME68753061","Security Characteristics version 1.2","2023-06-23",1837,"CTT 3.0","ZIG17037ZSE12536-24","ZigBee Smart Energy Standard 1.2b","EDMI Europe Limited","8D:68:95:61:B5:6D:65:AB:6F:4B:2C:E6:F0:FF:B7:11:A0:2B:DC:85:61:EC:E1:81:E4:CB:CD:A4:94:38:96:1D","Complete Image"]
[null,"000127","Current","Single Element Electricity Metering Equipment","10:57","00:00","01","01","01:30:EC:17","SMETS V2.0 ","GBCS Version 1.1","[R] NCSC-1433053936-4225","Security Characteristics version 1.2","2024-12-18","1825","CTT 3.0","ZIG18093ZSE12716-24","ZigBee Smart Energy Standard 1.2b","Elster Metering Ltd","E8:6E:4C:78:F2:CD:5F:C4:1C:61:BD:AB:35:49:D5:C2:D7:21:B3:E6:C9:76:EB:D8:B0:AE:C3:A0:33:05:57:A7","Complete image"]
[null,"000128","Current","Communications Hub","10:6C","43:31","00","AC","12:50:83:AE","CHTS V1.0 ","GBCS Version 1.1","[R] NCSC-1433053936-3918","Security Characteristics version 1.2","2029-10-31",null,null,"ZIG17043ZSE12542-24","ZigBee Smart Energy Standard 1.2b","EDMI Europe Limited","1E:39:75:1C:AF:2A:59:E8:23:D6:5C:A8:12:8A:8C:87:37:DD:F0:A3:98:44:E9:08:E2:93:9D:C0:30:9B:AD:83","Complete image"]
[null,"000129","Current","Communications Hub","10:6C","43:31","00","AC","12:60:94:D0","CHTS V1.0 ","GBCS Version 1.1 ","[R] NCSC-1433053936-3918","Security Characteristics version 1.2","2029-10-31",null,null,"ZIG18016ZSE12639-24","ZigBee Smart Energy Standard 1.2b","EDMI Europe Limited","C9:45:C7:35:48:DD:D7:7A:4C:5F:F6:65:FB:D6:4F:20:FD:82:F7:30:1A:26:CD:A8:29:31:51:FE:8F:FB:4A:30","Complete Image"]
[null,"000130","Removed","Gas Smart Meter","10:63","47:72","01","01","03:03:02:44","SMETS V2.0 ","GBCS Version 1.1 ","[E] GSME68240423","Security Characteristics version 1.2","2023-06-25",null,null,"ZIG17103ZSE12602-24","ZigBee Smart Energy Standard 1.2a","Landis+Gyr","63:21:A1:55:1E:5F:32:A8:82:EE:D0:0B:1F:0E:2C:D8:27:34:71:A2:EE:37:D9:16:C5:3F:F5:F5:C9:19:3C:0E","whole image"]
[null,"000131","Current","Pre-Payment Interface Device","10:E0","00:05","12","00","00:08:02:01","SMETS V2.0 ","GBCS Version 1.1 ","","Not Relevant",null,null,null,"ZIG18123ZSE12746-24","ZigBee Smart Energy Standard 1.2b"]
[null,"000132","Current","Communications Hub","10:6C","43:31","00","AD","12:60:A1:1E","CHTS V1.0","GBCS Version 1.1 ","[R] NCSC-1433053936-3918","Security Characteristics version 1.2","2029-10-31",null,null,"ZIG18016ZSE12639-24","ZigBee Smart Energy Standard 1.2b","EDMI Europe Limited","1F:A0:E0:33:D3:6E:70:7A:F2:FD:32:B5:E2:8F:BB:17:AD:C0:69:5B:FF:32:0B:38:F1:28:2E:54:A8:15:26:1C","Complete Image"]
[null,"000133","Current","Pre-Payment Interface Device","11:28","00:03","01","02","80:2B:00:00","SMETS V2.0 ","GBCS Version 1.1 ","","Not Relevant",null,null,null,"ZIG18094ZSE12717-24","ZigBee Smart Energy Standard 1.2b"]
[null,"000134","Current","Pre-Payment Interface Device","10:90","00:07","01","00","01:16:00:00","SMETS V2.0 ","GBCS Version 1.1 ","","Not Relevant",null,null,null,"ZIG18125ZSE12748-24","ZigBee Smart Energy Standard 1.2b"]
[null,"000135","Current","Pre-Payment Interface Device","10:90","00:06","02","00","31:01:09:00","SMETS V2.0 ","GBCS Version 1.1 ","","Not Relevant",null,null,null,"ZIG18124ZSE12747-24","ZigBee Smart Energy Standard 1.2b"]
[null,"000136","Current","Communications Hub","10:72","57:31","01","00","02:13:00:03","CHTS V1.0 ","GBCS Version 1.1 ","[R] NCSC-1433053936-3951","Security Characteristics version 1.2","2023-11-01",null,null,"ZIG17009ZSE12508-24","ZigBee Smart Energy Standard 1.2b","Wistron NeWeb Corp","E6:C2:C0:11:E4:35:1C:85:E6:07:F1:B5:28:8F:43:A9:26:E6:0F:27:B2:74:47:C8:40:7E:99:CD:DF:32:D2:68","Complete image"]
[null,"000137","Current","Single Element Electricity Metering Equipment","10:63","00:03","02","01","24:03:05:00","SMETS V2.0 ","GBCS Version 1.1 ","[E] ESME66672908","Security Characteristics version 1.2","2023-04-11",1901,"CTT 3.0","ZIG18069ZSE12692-24","ZigBee Smart Energy Standard 1.2b","Landis+Gyr","B3:35:7B:D5:22:E6:C6:30:66:6A:00:6F:0D:0E:BD:D0:FE:6B:9D:1C:5A:74:AC:DA:6F:44:72:A5:8C:03:DD:60","Fragment 1 of 1 of FW version 24.03.05.00"]
[null,"000138","Current","Pre-Payment Interface Device","11:28","00:03","01","02","80:2F:00:00","SMETS V2.0 ","GBCS Version 1.1 ","","Not Relevant",null,null,null,"ZIG18094ZSE12717-24","ZigBee Smart Energy Standard 1.2b"]
[null,"000139","Removed","Single Element Electricity Metering Equipment","11:25","31:32","40","34","11:09:77:14","SMETS V2.0","GBCS Version 1.1","[E] ESME1433053936-1272","Security Characteristics version 1.2","2019-04-25",1911,"CTT 3.1","ZIG18117ZSE12740-24","ZigBee Smart Energy Standard 1.2b","Kaifa","97:24:32:A5:CB:E9:EF:81:7B:C0:99:C4:DF:61:E1:E5:4B:55:3D:6B:90:A0:BB:22:7F:D4:AD:BC:03:FD:5C:75"]
[null,"000140","Removed","Single Element Electricity Metering Equipment","11:8F","00:00","00","00","00:04:0A:01","SMETS V2.0 ","GBCS Version 1.1  ","[E] ESME70039353","Security Characteristics version 1.2","2023-08-31",1830,"CTT 3.0","ZIG17019ZSE12518-24","ZigBee Smart Energy Standard 1.2a","Aclara","BD:48:67:A8:FA:66:03:C0:D7:DC:B6:FA:E5:C1:C2:A4:E8:AE:75:B9:D9:6D:13:F3:C2:B3:40:E3:E2:84:93:20","Fragment 1 of 2 of version 4.10.2"]
[null,"000141","Removed","Single Element Electricity Metering Equipment","11:8F","00:00","00","00","00:04:0A:02","SMETS V2.0 ","GBCS Version 1.1  ","[E] ESME70039353","Security Characteristics version 1.2","2023-08-31",1830,"CTT 3.0","ZIG17019ZSE12518-24","ZigBee Smart Energy Standard 1.2a","Aclara","BB:D7:63:FB:16:19:A3:0B:A3:C0:38:69:7C:A7:A5:F5:9F:3A:BD:8F:2B:85:EC:4C:CE:B9:E1:62:7F:4B:92:C4","Fragment 2 of 2 of version 4.10.2"]
[null,"000142","Removed","Gas Smart Meter","10:63","47:72","01","01","03:03:02:47","SMETS V2.0 ","GBCS Version 1.1 ","[E] GSME68240423","Security Characteristics version 1.2","2023-06-25",null,null,"ZIG18087ZSE12710-24","ZigBee Smart Energy Standard 1.2b","Landis+Gyr","DC:46:83:0F:06:4E:A1:3A:B5:96:6A:AF:37:DF:A1:99:31:11:BE:AC:F1:F1:F3:30:84:30:6F:3B:B6:17:05:93","whole image"]
[null,"000143","Current","Communications Hub","10:86","54:31","1F",52,"0B:1E:00:00","CHTS V1.0 ","GBCS Version 1.1  ","[R] NCSC-1433053936-3917","Security Characteristics version 1.2","2029-08-24",null,null,"ZIG18109ZSE12732-24","ZigBee Smart Energy Standard 1.2a","TOS","B7:5E:7F:91:B6:5F:1B:E3:4C:62:E8:BB:F8:B5:B2:34:82:C7:62:73:73:B1:01:E5:73:8F:5F:25:56:FF:1E:22"]
[null,"000144","Current","Communications Hub","10:86","54:32",20,52,"0B:1E:00:00","CHTS V1.0 ","GBCS Version 1.1 ","[R] NCSC-1433053936-3917","Security Characteristics version 1.2","2029-08-24",null,null,"ZIG18110ZSE12733-24","ZigBee Smart Energy Standard 1.2a","TOS","B7:5E:7F:91:B6:5F:1B:E3:4C:62:E8:BB:F8:B5:B2:34:82:C7:62:73:73:B1:01:E5:73:8F:5F:25:56:FF:1E:22"]
[null,"000145","Current","Communications Hub","10:86","54:34",21,52,"0B:1E:00:00","CHTS V1.0 ","GBCS Version 1.1 ","[R] NCSC-1433053936-3917","Security Characteristics version 1.2","2029-08-24",null,null,"ZIG18111ZSE12734-24","ZigBee Smart Energy Standard 1.2a","TOS","B7:5E:7F:91:B6:5F:1B:E3:4C:62:E8:BB:F8:B5:B2:34:82:C7:62:73:73:B1:01:E5:73:8F:5F:25:56:FF:1E:22"]
[null,"000146","Removed","Single Element Electricity Metering Equipment","10:6C","10:E1","A1","00","01:05:A0:00","SMETS V2.0 ","GBCS Version 1.1 ","[E] ESME68753061","Security Characteristics version 1.2","2023-06-23",1837,"CTT 3.0","ZIG17037ZSE12536-24","ZigBee Smart Energy Standard 1.2b","EDMI Europe Limited","22:C2:BE:2F:56:E5:8A:DF:0E:AA:1F:3D:8B:1E:4D:50:0E:C0:4D:D6:13:77:5B:45:24:B2:B3:78:41:F9:06:7B","Complete Image"]
[null,"000147","Current","Communications Hub","10:72","57:32","01","01","01:07:00:02","CHTS V1.1","GBCS Version 2.0","[E] NCSC-1433053936-1910","Security Characteristics version 1.3","2024-10-18",null,null,"ZIG18059ZSE12682-24","ZigBee Smart Energy Standard 1.4","Wistron NeWeb Corp","FB:BB:3E:D5:B6:E3:57:2A:98:7B:EE:62:D0:91:DB:66:68:68:43:F5:F4:1E:19:28:E8:2D:DA:72:DD:06:B6:7B","Complete image"]
[null,"000148","Removed","Single Element Electricity Metering Equipment","11:8F","00:00","00","00","00:05:02:03","SMETS V2.0 ","GBCS Version 1.1  ","[E] ESME70039353","Security Characteristics version 1.2","2023-08-31",1830,"CTT 3.0","ZIG17019ZSE12518-24","ZigBee Smart Energy Standard 1.2a","Aclara","53:ED:A3:21:63:4B:07:FA:B5:57:43:10:1A:FA:AA:C7:B5:96:65:7C:01:5F:AE:AB:99:5B:BE:7E:B7:7E:A9:BF","Fragment 1 of 2 of version 5.2.4"]
[null,"000149","Removed","Single Element Electricity Metering Equipment","11:8F","00:00","00","00","00:05:02:04","SMETS V2.0 ","GBCS Version 1.1  ","[E] ESME70039353","Security Characteristics version 1.2","2023-08-31",1830,"CTT 3.0","ZIG17019ZSE12518-24","ZigBee Smart Energy Standard 1.2a","Aclara","04:81:FA:F2:47:93:F8:E6:C2:2F:2A:C8:1E:1C:20:94:FC:DE:97:B5:C4:DE:65:32:DF:80:7B:A5:D6:46:05:33","Fragment 2 of 2 of version 5.2.4"]
[null,"000150","Current","Pre-Payment Interface Device","10:90","00:07","01","00","01:17:00:00","SMETS V2.0","GBCS Version 1.1","","Not Relevant",null,null,null,"ZIG18131ZSE12754-24","ZigBee Smart Energy Standard 1.2b"]
[null,"000151","Current","Pre-Payment Interface Device","11:28","00:03","01","02","80:33:00:00","SMETS V2.0 ","GBCS Version 1.1 ","","Not Relevant",null,null,null,"ZIG18094ZSE12717-24","ZigBee Smart Energy Standard 1.2b"]
[null,"000152","Current","Single Element Electricity Metering Equipment","10:63","00:03","02","01","24:03:08:00","SMETS V2.0","GBCS Version 1.1","[E] ESME66672908","Security Characteristics version 1.2","11/04/2023","2039","CTT 3.1","ZIG18128ZSE12751-24","ZigBee Smart Energy Standard 1.2b","Landis+Gyr","0C:14:7E:A5:FA:5B:AE:95:CA:1F:71:87:CD:5D:72:7F:C7:D0:A8:AA:59:10:E8:44:6F:9A:03:C4:95:C7:4E:82","Fragment 1 of 1 of FW version 24.03.08.00"]
[null,"000153","Removed","Single Element Electricity Metering Equipment","11:8F","00:00","01","00","00:05:02:04","SMETS V2.0 ","GBCS Version 1.1  ","[E] ESME70039353","Security Characteristics version 1.2","2023-08-31",1830,"CTT 3.0","ZIG18056ZSE12679-24","ZigBee Smart Energy Standard 1.2a","Aclara","10:6A:57:F5:44:5E:8B:6D:BF:18:CD:76:7F:A2:14:E3:F5:3C:98:DD:53:B1:B9:E0:E9:6A:8B:0A:97:B8:49:C2","Complete Image for SGM1400B 5.2.4 "]
[null,"000154","Removed","Gas Smart Meter","10:6C","10:F2","A1","00","01:08:97:00","SMETS V2.0","GBCS Version 1.1","[E] 1433053936-1885","Security Characteristics version 1.2","2024-10-11",null,null,"ZIG18053ZSE12676-24","ZigBee Smart Energy Standard 1.2b","EDMI Europe Limited","4D:78:A0:8D:D5:14:8A:BF:79:87:B1:30:18:F2:DF:45:9A:3B:08:C0:27:A5:8F:66:C3:57:05:95:93:93:36:C0","Complete Image"]
[null,"000155","Current","Gas Smart Meter","10:15","09:B3","37","00","10:03:0A:08","SMETS V2.0 ","GBCS Version 1.1","[E] GSME1433053936-1360","Security Characteristics version 1.2","2024-04-12",null,null,"ZIG18023ZSE12646-24 ","ZigBee Smart Energy Standard 1.2a","Flonidan","70:CB:B2:31:E5:05:40:38:EF:8D:19:6F:E5:DD:C2:DA:E4:26:0F:C9:BA:3A:AE:71:46:B0:5F:F5:44:53:85:5B","Complete Image"]
[null,"000156","Current","Pre-Payment Interface Device","10:E0","00:08","08","00","00:01:05:01","SMETS V3.1","GBCS Version 2.1","","Not Relevant",null,null,null,"ZIG18137ZSE12760-24","ZigBee Smart Energy Standard 1.4"]
[null,"000157","Removed","Gas Smart Meter","10:63","47:72","01","01","03:03:42:47","SMETS V2.0","GBCS Version 1.1","[E] GSME68240423","Security Characteristics version 1.2","2023-06-25",null,null,"ZIG18140ZSE12763-24","ZigBee Smart Energy Standard 1.2b","Landis+Gyr","5C:82:F3:6E:97:C7:5A:1F:D6:30:1F:7C:AC:2F:E1:62:2F:38:B8:9A:01:6B:8B:66:49:CB:72:9E:04:BE:56:8A","whole image"]
[null,"000158","Removed","Gas Smart Meter","10:6C","10:F2","A1","00","01:08:98:00","SMETS V2.0","GBCS Version 1.1","[E] 1433053936-1885","Security Characteristics version 1.2","2024-10-11",null,null,"ZIG18053ZSE12676-24","ZigBee Smart Energy Standard 1.2b","EDMI Europe Limited","C4:89:56:C7:75:18:8B:41:D1:81:DC:A6:2E:CE:BC:FF:96:68:9A:39:A0:0F:B5:D2:DB:E1:45:40:45:57:1E:19","Complete Image"]
[null,"000159","Removed","Single Element Electricity Metering Equipment","11:8F","00:00","00","00","00:05:03:25","SMETS V2.0 ","GBCS Version 1.1  ","[E] 1433053936-2130","Security Characteristics version 1.2","2023-08-30",1830,"CTT 3.0","ZIG17019ZSE12518-24","ZigBee Smart Energy Standard 1.2a","Aclara","2D:78:73:ED:CD:EC:BB:44:9A:BC:E7:1C:5A:F6:9F:55:0B:EC:22:FF:DC:FF:CD:4E:C2:52:6B:FD:A8:D3:40:B6","Fragment 1 of 2 of version 5.4.0"]
[null,"000160","Current","Single Element Electricity Metering Equipment","11:8F","00:00","00","00","00:05:04:00","SMETS V2.0 ","GBCS Version 1.1  ","[E] 1433053936-2130","Security Characteristics version 1.2","2023-08-30",1830,"CTT 3.0","ZIG17019ZSE12518-24","ZigBee Smart Energy Standard 1.2a","Aclara","95:FF:D8:FF:CC:85:80:43:2B:32:C3:7C:F8:FF:F2:95:93:DD:4F:E0:E7:10:E6:3E:75:69:25:A4:6C:DC:1D:18","Fragment 2 of 2 of version 5.4.0"]
[null,"000161","Current","Single Element Electricity Metering Equipment","11:8F","00:00","01","00","00:05:04:00","SMETS V2.0 ","GBCS Version 1.1  ","[E] 1433053936-2130","Security Characteristics version 1.2","2023-08-30",1830,"CTT 3.0","ZIG18056ZSE12679-24","ZigBee Smart Energy Standard 1.2b","Aclara","03:EB:30:3C:16:0C:55:34:D6:B3:FC:FE:48:F1:93:95:BF:D6:98:DC:5E:CC:D1:5C:8B:0E:E9:02:E3:75:2B:7E","Complete Image for SGM1400B 5.2.4 "]
[null,"000162","Current","Pre-Payment Interface Device","10:90","00:07","01","00","04:02:00:00","SMETS V2.0","GBCS Version 2.1","","Not Relevant",null,null,null,"ZIG18141ZSE12764-24","ZigBee Smart Energy Standard 1.4"]
[null,"000163","Current","Single Element Electricity Metering Equipment","10:63","00:05","02","02","38:03:07:02","SMETS V2.0","GBCS Version 1.1","[E] NCSC1433053936-1497","Security Characteristics version 1.2","2024-05-29","1927","CTT 3.0","ZIG18136ZSE12759-24","ZigBee Smart Energy Standard 1.2b","Landis+Gyr","42:54:18:3B:ED:07:D9:D8:EF:BA:80:89:EB:6A:CD:3F:55:24:5D:CD:00:43:0F:0A:9B:19:49:42:B7:CA:49:2F","Fragment 1 of 1 of FW version 38.03.07.02"]
[null,"000164","Current","Single Element Electricity Metering Equipment","11:8F","00:00","01","00","00:06:02:00","SMETS V2.0 ","GBCS Version 1.1  ","[E] 1433053936-2130","Security Characteristics version 1.2","2023-08-30",1830,"CTT 3.0","ZIG18056ZSE12679-24","ZigBee Smart Energy Standard 1.2b","Aclara","1B:31:57:6C:95:39:50:B2:35:9C:3A:BB:AF:27:1A:CF:46:6C:9B:3D:99:F0:64:38:23:00:09:30:C0:99:43:EE","Complete Image for SGM1400B 6.2.0"]
[null,"000165","Current","Single Element Electricity Metering Equipment","11:8F","00:00","00","00","00:05:03:FF","SMETS V2.0 ","GBCS Version 1.1  ","[E] 1433053936-2130","Security Characteristics version 1.2","2023-08-30",1830,"CTT 3.0","ZIG17019ZSE12518-24","ZigBee Smart Energy Standard 1.2a","Aclara","2D:78:73:ED:CD:EC:BB:44:9A:BC:E7:1C:5A:F6:9F:55:0B:EC:22:FF:DC:FF:CD:4E:C2:52:6B:FD:A8:D3:40:B6","Fragment 1 of 2 of version 5.4.0"]
[null,"000166","Current","Gas Smart Meter","11:92","11:11","11","11","01:92:00:B5","SMETS V2.0","GBCS Version 1.1","[E] 1433053936-2163","Security Characteristics version 1.2","2024-12-20",null,null,"ZIG18065ZSE12688-24","ZigBee Smart Energy Standard 1.2a","George Wilson Industries Ltd","88:B0:AF:E1:1C:8F:04:B9:79:B9:F7:1B:7B:16:D0:40:F6:E7:8C:8E:B4:B0:83:06:BB:97:62:08:1A:F0:37:60","Fragment 1 of 1 of FW Version 01:92:00:B5"]
[null,"000167","Current","Gas Smart Meter","11:92","11:11","12","11","01:92:00:B5","SMETS V2.0","GBCS Version 1.1","[E] 1433053936-2163","Security Characteristics version 1.2","2024-12-20",null,null,"ZIG18065ZSE12688-24","ZigBee Smart Energy Standard 1.2a","George Wilson Industries Ltd","88:B0:AF:E1:1C:8F:04:B9:79:B9:F7:1B:7B:16:D0:40:F6:E7:8C:8E:B4:B0:83:06:BB:97:62:08:1A:F0:37:60","Fragment 1 of 1 of FW Version 01:92:00:B5"]
[null,"000168","Removed","Single Element Electricity Metering Equipment","10:6C","10:E1","A1","00","01:05:A4:00","SMETS V2.0 ","GBCS Version 1.1 ","[E] ESME68753061","Security Characteristics version 1.2","2023-06-23",1837,"CTT 3.0","ZIG17037ZSE12536-24","ZigBee Smart Energy Standard 1.2b","EDMI Europe Limited","D6:29:2C:19:20:4D:4A:7C:FB:7A:48:18:13:1F:88:AC:5E:EA:11:01:0F:13:2F:EE:80:24:A5:64:BA:03:7E:EB","Complete Image"]
[null,"000169","Current","Gas Smart Meter","10:57","05:75","01","01","00:02:02:09","SMETS V2.0 ","GBCS Version 1.1  ","[E] GSME1433053936-1943","Security Characteristics version 1.2","2024-02-14",null,null,"ZIG18135ZSE12758-24","ZigBee Smart Energy Standard 1.2b","Elster GmbH | Honeywell","40:B9:7F:EC:5E:1E:28:46:CF:24:EF:C2:A0:C9:E2:CB:56:34:F8:66:69:3B:AB:9F:EE:89:4C:52:EC:75:36:9E"]
[null,"000170","Current","Communications Hub","10:86","55:31","04","00","0C:15:00:00","CHTS V1.1","GBCS Version 2.0","[E] 1433053936-2202","Security Characteristics version 1.3","2025-01-21",null,null,"ZIG18113ZSE12736-24","ZigBee Smart Energy Standard 1.4","TOS","B0:D3:B2:E1:01:A0:00:75:77:4C:6C:FF:C9:44:0D:AE:1B:07:C1:79:1E:D5:B5:32:F6:43:F0:20:F5:B2:31:12"]
[null,"000171","Current","Communications Hub","10:86","55:32","04","00","0C:15:00:00","CHTS V1.1","GBCS Version 2.0","[E] 1433053936-2202","Security Characteristics version 1.3","2025-01-21",null,null,"ZIG18114ZSE12737-24","ZigBee Smart Energy Standard 1.4","TOS","B0:D3:B2:E1:01:A0:00:75:77:4C:6C:FF:C9:44:0D:AE:1B:07:C1:79:1E:D5:B5:32:F6:43:F0:20:F5:B2:31:12"]
[null,"000172","Current","Communications Hub","10:86","55:34","04","00","0C:15:00:00","CHTS V1.1","GBCS Version 2.0","[E] 1433053936-2202","Security Characteristics version 1.3","2025-01-21",null,null,"ZIG18115ZSE12738-24","ZigBee Smart Energy Standard 1.4","TOS","B0:D3:B2:E1:01:A0:00:75:77:4C:6C:FF:C9:44:0D:AE:1B:07:C1:79:1E:D5:B5:32:F6:43:F0:20:F5:B2:31:12"]
[null,"000173","Current","Pre-Payment Interface Device","10:E0","00:08","08","00","00:01:06:00","SMETS V3.1","GBCS Version 2.1","","Not Relevant",null,null,null,"ZIG19015ZSE12781-24","ZigBee Smart Energy Standard 1.4"]
[null,"000174","Current","Pre-Payment Interface Device","11:28","00:03","01","02","80:3B:00:00","SMETS V2.0 ","GBCS Version 1.1 ","","Not Relevant",null,null,null,"ZIG18094ZSE12717-24","ZigBee Smart Energy Standard 1.2b"]
[null,"000175","Current","Gas Smart Meter","10:6C","10:F2","A1","00","01:08:A5:00","SMETS V2.0","GBCS Version 1.1","[E] 1433053936-1885","Security Characteristics version 1.2","2024-10-11",null,null,"ZIG18053ZSE12676-24","ZigBee Smart Energy Standard 1.2b","EDMI Europe Limited","13:5A:6B:3C:70:0F:10:BF:81:F0:13:65:CB:8F:59:FF:B5:2D:52:21:93:AF:9F:71:1A:3D:5F:45:DE:8D:F2:68","Complete Image"]
[null,"000176","Current","Single Element Electricity Metering Equipment","10:6C","10:E1","A1","00","01:05:A5:00","SMETS V2.0 ","GBCS Version 1.1 ","[E] ESME68753061","Security Characteristics version 1.2","2023-06-23",1837,"CTT 3.0","ZIG17037ZSE12536-24","ZigBee Smart Energy Standard 1.2b","EDMI Europe Limited","AC:09:92:FD:EE:BC:08:A0:E0:86:F2:68:F7:10:66:C4:F5:D5:30:C6:D6:9A:2E:B7:04:88:48:88:A8:93:BB:0D","Complete Image"]
[null,"000177","Current","Gas Smart Meter","10:57","05:75","01","01","00:02:02:0B","SMETS V2.0","GBCS Version 1.1","[E] GSME1433053936-1943","Security Characteristics version 1.2","14/02/2024",null,null,"ZIG19011ZSE12777-24","ZigBee Smart Energy Standard 1.2b","Elster GmbH | Honeywell","12:C0:83:E3:C7:A0:BD:B1:1B:95:73:D9:F3:12:48:6C:67:2F:E7:6F:0B:A6:78:7F:84:BC:F0:1B:74:4B:D8:50"]
[null,"000178","Current","Pre-Payment Interface Device","10:E0","00:08","08","00","00:02:02:00","SMETS V3.1","GBCS Version 2.1","","Not Relevant",null,null,null,"ZIG19019ZSE12785-24","ZigBee Smart Energy Standard 1.4"]
[null,"000179","Current","Pre-Payment Interface Device","10:E0","00:08","08","00","00:02:01:01","SMETS V3.1","GBCS Version 2.1","","Not Relevant",null,null,null,"ZIG19020ZSE12786-24","ZigBee Smart Energy Standard 1.4"]
[null,"000180","Current","Pre-Payment Interface Device","10:90","00:08","01","00","05:02:00:00","SMETS V3.1","GBCS Version 2.1","","Not Relevant",null,null,null,"ZIG19022ZSE12788-24","ZigBee Smart Energy Standard 1.4"]
[null,"000181","Current","Pre-Payment Interface Device","10:90","00:09","01","00","05:02:00:00","SMETS V3.1","GBCS Version 2.1","","Not Relevant",null,null,null,"ZIG19023ZSE12789-24","ZigBee Smart Energy Standard 1.4"]
[null,"000182","Removed","Single Element Electricity Metering Equipment","11:25","31:32","40","34","12:09:86:14","SMETS V2.0","GBCS Version 1.1","[E] ESME1433053936-1272","Security Characteristics version 1.2","2019-04-25","1911","CTT 3.1","ZIG18117ZSE12740-24","ZigBee Smart Energy Standard 1.2b","Kaifa","F5:75:6F:91:EB:50:13:EF:64:19:9B:F9:5B:A0:D5:DE:6E:60:5E:8E:45:B1:42:A9:8F:F4:06:EE:D6:4D:C2:33"]
[null,"000183","Removed","Gas Smart Meter","10:6C","10:F2","A1","00","01:08:A6:00","SMETS V2.0","GBCS Version 1.1","[E] 1433053936-1885","Security Characteristics version 1.2","2024-10-11",null,null,"ZIG18053ZSE12676-24","ZigBee Smart Energy Standard 1.2b","EDMI Europe Ltd","FE:88:59:E9:58:33:48:91:89:D6:1A:F9:BA:CC:5B:6A:30:17:7C:81:11:3B:92:88:E4:37:D7:66:6A:0A:6E:82","Complete Image"]
[null,"000184","Removed","Single Element Electricity Metering Equipment","10:6C","10:E1","A1","00","01:05:A6:00","SMETS V2.0 ","GBCS Version 1.1 ","[E] ESME68753061","Security Characteristics version 1.2","2023-06-23",1837,"CTT 3.0","ZIG17037ZSE12536-24","ZigBee Smart Energy Standard 1.2b","EDMI Europe Limited","4F:AD:F7:B3:B5:B4:0F:58:E5:63:C8:22:14:2C:8F:06:13:A3:E7:8B:BA:BE:7C:A2:BD:2A:F7:42:20:33:57:81","Complete Image"]
[null,"000185","Removed","Single Element Electricity Metering Equipment","11:25","31:32","41","30","12:09:86:14","SMETS V2.0","GBCS Version 1.1","[E] ESME1433053936-1272","Security Characteristics version 1.2","2019-04-25","1911","CTT 3.1","ZIG18117ZSE12740-24","ZigBee Smart Energy Standard 1.2b","Kaifa","F5:75:6F:91:EB:50:13:EF:64:19:9B:F9:5B:A0:D5:DE:6E:60:5E:8E:45:B1:42:A9:8F:F4:06:EE:D6:4D:C2:33"]
[null,"000186","Current","Pre-Payment Interface Device","10:E0","00:08","08","00","00:02:03:01","SMETS V3.1","GBCS Version 2.1","","Not Relevant",null,null,null,"ZIG19027ZSE12793-24","ZigBee Smart Energy Standard 1.4"]
[null,"000187","Current","Pre-Payment Interface Device","10:E0","00:09","06","00","00:00:05:01","SMETS V3.1","GBCS Version 2.1","","Not Relevant",null,null,null,"ZIG19026ZSE12792-24 ","ZigBee Smart Energy Standard 1.4"]
[null,"000188","Current","Single Element Electricity Metering Equipment","10:57","00:00","01","01","01:33:EE:75","SMETS V2.0","GBCS Version 1.1","[R] NCSC-1433053936-4225","Security Characteristics version 1.2","2024-12-18","1825","CTT 3.0","ZIG19024ZSE12790-24","ZigBee Smart Energy Standard 1.2b","Elster Metering Ltd","0C:63:4F:97:20:51:D1:E3:23:20:7F:65:7B:9C:D3:EC:BC:B7:44:22:D6:60:29:F9:46:D0:8A:38:0B:4A:87:FC","Complete image"]
[null,"000189","Current","Single Element Electricity Metering Equipment","10:28","D7:00","01","03","04:5C:04:2C","SMETS V2.0","GBCS Version 1.1","[R] NCSC-1433053936-4226","Security Characteristics version 1.2","2024-09-25","2080","CTT 3.0","ZIG19029ZSE12795-24","ZigBee Smart Energy Standard 1.2b","49:74:72:6F:6E","B2:90:C6:7C:75:2F:D4:4B:34:F4:0C:6D:8F:C6:4B:9D:50:21:C5:7E:1C:C7:29:16:D0:BB:96:D8:6D:8B:93:83"]
[null,"000190","Current","Communications Hub","10:86","54:31","1F","52","0B:1F:00:00","CHTS V1.0","GBCS Version 1.1","[R] NCSC-1433053936-3917","Security Characteristics version 1.2","2029-08-24",null,null,"ZIG19012ZSE12778-24","ZigBee Smart Energy Standard 1.2a","TOS","42:29:DC:AF:C8:7F:10:F3:7B:05:92:5E:1F:0F:BF:A7:3B:A3:DF:F8:24:2A:60:D1:9E:0B:EB:4F:57:45:1A:CF"]
[null,"000191","Current","Communications Hub","10:86","54:32","20","52","0B:1F:00:00","CHTS V1.0","GBCS Version 1.1","[R] NCSC-1433053936-3917","Security Characteristics version 1.2","2029-08-24",null,null,"ZIG19014ZSE12780-24","ZigBee Smart Energy Standard 1.2a","TOS","42:29:DC:AF:C8:7F:10:F3:7B:05:92:5E:1F:0F:BF:A7:3B:A3:DF:F8:24:2A:60:D1:9E:0B:EB:4F:57:45:1A:CF"]
[null,"000192","Current","Communications Hub","10:86","54:34","21","52","0B:1F:00:00","CHTS V1.0","GBCS Version 1.1","[R] NCSC-1433053936-3917","Security Characteristics version 1.2","2029-08-24",null,null,"ZIG19013ZSE12779-24","ZigBee Smart Energy Standard 1.2a","TOS","42:29:DC:AF:C8:7F:10:F3:7B:05:92:5E:1F:0F:BF:A7:3B:A3:DF:F8:24:2A:60:D1:9E:0B:EB:4F:57:45:1A:CF"]
[null,"000193","Current","Pre-Payment Interface Device","10:E0","00:09","06","00","00:01:00:01","SMETS V3.1","GBCS Version 2.1","","Not Relevant",null,null,null,"ZIG19032ZSE12798-24","ZigBee Smart Energy Standard 1.4"]
[null,"000194","Current","Single Element Electricity Metering Equipment","10:28","D7:00","01","03","04:5D:04:3B","SMETS V2.0","GBCS Version 1.1","[R] NCSC-1433053936-4226","Security Characteristics version 1.2","2024-09-25",2090,"CTT 3.0","ZIG19033ZSE12799-24","ZigBee Smart Energy Standard 1.2b","49:74:72:6F:6E","5B:92:B5:4B:D7:F1:90:F1:EC:9F:C6:93:41:46:B6:85:24:68:A7:44:32:1F:8D:AB:74:D2:C3:A9:8F:95:7C:B0"]
[null,"000195","Current","Single Element Electricity Metering Equipment","11:8F","00:00","01","00","00:06:02:02","SMETS V2.0","GBCS Version 1.1","[E] 1433053936-2130","Security Characteristics version 1.2","2023-08-30",1830,"CTT 3.0","ZIG19017ZSE12783-24","Zigbee Smart Energy Standard 1.4","Aclara","15:82:98:88:51:DE:45:16:01:23:61:6D:4A:E3:9B:75:CF:AE:CD:2E:99:D5:BF:29:67:47:08:9F:FB:6F:3B:91","Complete Image for SGM1400B 6.2.2"]
[null,"000196","Current","Communications Hub","10:72","57:31","01","00","02:14:00:03","CHTS V1.0","GBCS Version 1.1","[R] NCSC-1433053936-3951","Security Characteristics version 1.2","2023-11-01",null,null,"ZIG17009ZSE12508-24","ZigBee Smart Energy Standard 1.2b","Wistron NeWeb Corp","DB:2B:F5:BE:4F:28:28:10:30:1E:BD:BF:E2:1B:3A:70:A1:7A:E7:22:4B:18:CA:97:76:EE:E5:95:F5:83:18:AE","Complete image"]
[null,"000197","Current","Single Element Electricity Metering Equipment","11:25","31:32","41","30","12:09:94:16","SMETS V2.0","GBCS Version 1.1","[E] 1433053936-2444","Security Characteristics version 1.2","2024-03-08","1911","CTT 3.1","ZIG19031ZSE12797-24","ZigBee Smart Energy Standard 1.2b","Kaifa","D9:51:87:D0:36:4B:25:26:41:DF:F9:5A:8D:07:79:A5:67:F7:E0:FF:E9:38:0E:08:33:72:77:FD:E9:23:99:58"]
[null,"000198","Current","Single Element Electricity Metering Equipment","10:63","00:03","02","01","24:03:10:00","SMETS V2.0","GBCS Version 1.1","[R] NCSC-1433053936-4088","Security Characteristics version 1.2","2024-04-11","2039","CTT 3.1","ZIG19037ZSE12803-24 ","ZigBee Smart Energy Standard 1.2b","Landis+Gyr","0E:F0:E7:50:72:3E:20:B5:07:25:C2:92:20:14:F1:3E:A0:9E:76:D7:D0:3C:7F:08:1F:37:FC:F0:02:46:BB:A9","Fragment 1 of 1 of FW version 24.03.10.00"]
[null,"000199","Current","Single Element Electricity Metering Equipment","10:63","00:05","02","02","38:03:10:00","SMETS V2.0","GBCS Version 1.1","[E] NCSC1433053936-1497","Security Characteristics version 1.2","2024-05-29","2041","CTT 3.1","ZIG19038ZSE12804-24","ZigBee Smart Energy Standard 1.2b","Landis+Gyr","C3:7D:99:83:54:0B:B5:89:CC:39:51:B7:00:B9:5E:5E:5F:C4:07:5D:12:73:24:22:2D:A7:DF:7B:8E:7C:2D:42","Fragment 1 of 1 of FW version 38.03.10.00"]
[null,"000200","Current","Communications Hub","10:72","57:31","01","01","02:13:00:03","CHTS V1.0","GBCS Version 1.1","[R] NCSC-1433053936-3951","Security Characteristics version 1.2","2023-11-01",null,null,"ZIG17009ZSE12508-24","ZigBee Smart Energy Standard 1.2b","Wistron NeWeb Corp","E6:C2:C0:11:E4:35:1C:85:E6:07:F1:B5:28:8F:43:A9:26:E6:0F:27:B2:74:47:C8:40:7E:99:CD:DF:32:D2:68","Complete image"]
[null,"000201","Current","Single Element Electricity Metering Equipment","11:8F","00:00","01","00","00:06:04:00","SMETS V3.1","GBCS Version 2.1","[E] 1433053936-2130","Security Characteristics version 1.2","2023-08-30",1830,"CTT 3.0","ZIG19017ZSE12783-24","Zigbee Smart Energy Standard 1.4","Aclara","67:17:ED:B2:89:1C:CF:CB:A4:93:A1:90:50:6E:22:1E:C7:D4:04:3D:AF:37:D4:BB:68:F5:A6:EF:DA:92:9E:52","Complete Image for SGM1400B 6.4.0"]
[null,"000202","Current","Pre-Payment Interface Device","10:90","00:07","01","00","04:04:00:00","SMETS V3.1","GBCS Version 2.1","","Not Relevant",null,null,null,"ZIG19043ZSE12809-24","ZigBee Smart Energy Standard 1.4"]
[null,"000203","Current","Pre-Payment Interface Device","10:90","00:09","01","00","05:03:00:00","SMETS V3.1","GBCS Version 2.1","","Not Relevant",null,null,null,"ZIG19046ZSE12812-24","ZigBee Smart Energy Standard 1.4"]
[null,"000204","Current","Pre-Payment Interface Device","10:E0","00:0B","01","00","00:01:00:00","SMETS V3.1","GBCS Version 2.1","","Not Relevant",null,null,null,"ZIG19045ZSE12811-24","ZigBee Smart Energy Standard 1.4"]
[null,"000205","Current","Gas Smart Meter","10:63","47:72","01","01","03:03:32:49","SMETS V2.0","GBCS Version 1.1","[R] NCSC-1433053936-4144","Security Characteristics version 1.2","2024-06-24",null,null,"ZIG19044ZSE12810-24","ZigBee Smart Energy Standard 1.4","Landis+Gyr","04:A9:27:E4:D2:A6:CB:0C:EE:9F:09:8B:38:D2:4D:25:09:79:84:D7:02:70:F3:F2:6F:7E:01:5B:98:28:F2:B7","whole image"]
[null,"000206","Current","Pre-Payment Interface Device","10:E0","00:09","06","00","00:01:01:00","SMETS V3.1","GBCS Version 2.1","","Not Relevant",null,null,null,"ZIG19050ZSE12816-24","ZigBee Smart Energy Standard 1.4"]
[null,"000207","Removed","Single Element Electricity Metering Equipment","10:6C","10:E1","A1","00","01:05:A8:00","SMETS V2.0","GBCS Version 1.1","[E] ESME68753061","Security Characteristics version 1.2","2023-06-23","1837","CTT 3.0","ZIG17037ZSE12536-24","ZigBee Smart Energy Standard 1.2b","EDMI Europe Ltd","84:DC:8B:9E:E3:FB:74:9D:E9:E6:10:2B:77:65:BA:ED:9D:35:BC:83:18:A0:43:76:B3:FC:D6:D6:4F:DD:64:86","Complete Image"]
[null,"000208","Current","Pre-Payment Interface Device","10:90","00:07","01","00","04:03:00:00","SMETS V3.1","GBCS Version 2.1","","Not Relevant",null,null,null,"ZIG19060ZSE12826-24","ZigBee Smart Energy Standard 1.4"]
[null,"000209","Current","Single Element Electricity Metering Equipment","11:8F","00:00","01","00","00:06:04:08","SMETS V3.1","GBCS Version 2.1","[E] 1433053936-2130","Security Characteristics version 1.2","2023-08-30","1830","CTT 3.0","ZIG19017ZSE12783-24","ZigBee Smart Energy Standard 1.4","Aclara","F9:35:FA:45:68:64:9C:95:DC:CA:AA:CA:03:41:98:59:5B:92:3E:A6:0C:0B:18:78:31:A8:82:20:45:75:99:2D","Complete Image for SGM1400B 6.4.8"]
[null,"000210","Removed","Single Element Electricity Metering Equipment","10:6C","10:E2","A1","00","01:05:A8:00","SMETS V2.0","GBCS Version 1.1","[E] ESME68753061","Security Characteristics version 1.2","2023-06-23",1974,"CTT 3.0","ZIG19002ZSE12768-24","ZigBee Smart Energy Standard 1.2b","EDMI Europe Ltd","84:DC:8B:9E:E3:FB:74:9D:E9:E6:10:2B:77:65:BA:ED:9D:35:BC:83:18:A0:43:76:B3:FC:D6:D6:4F:DD:64:86","Complete Image"]
[null,"000211","Current","Pre-Payment Interface Device","10:90","00:06","02","00","31:11:09:00","SMETS V3.1","GBCS Version 2.1","","Not Relevant",null,null,null,"ZIG19061ZSE12827-24","ZigBee Smart Energy Standard 1.4"]
[null,"000212","Current","Single Element Electricity Metering Equipment","10:63","00:03","02","02","24:03:10:00","SMETS V2.0","GBCS Version 1.1","[R] NCSC-1433053936-4088","Security Characteristics version 1.2","2024-04-11","2039","CTT 3.1","ZIG19062ZSE12828-24 ","ZigBee Smart Energy Standard 1.2b","Landis+Gyr","0E:F0:E7:50:72:3E:20:B5:07:25:C2:92:20:14:F1:3E:A0:9E:76:D7:D0:3C:7F:08:1F:37:FC:F0:02:46:BB:A9","Fragment 1 of 1 of FW version 24.03.10.00"]
[null,"000213","Current","Single Element Electricity Metering Equipment","10:63","00:03","02","02","24:03:10:02","SMETS V2.0","GBCS Version 1.1","[R] NCSC-1433053936-4088","Security Characteristics version 1.2","2024-04-11","2039","CTT 3.1","ZIG19055ZSE12821-24","ZigBee Smart Energy Standard 1.2b","Landis+Gyr","BF:B9:37:41:F2:3A:05:C6:63:2D:16:21:1E:1B:61:A9:41:7B:21:AD:5F:A1:B0:19:E5:41:5D:6C:BC:6A:A1:C3","Fragment 1 of 1 of FW version 24.03.10.02"]
[null,"000214","Current","Single Element Electricity Metering Equipment","11:8F","00:00","01","07","00:06:04:08","SMETS V3.1","GBCS Version 2.1","[E] 1433053936-2130","Security Characteristics version 1.2","2023-08-30","1830","CTT 3.0","ZIG19017ZSE12783-24","ZigBee Smart Energy Standard 1.4","Aclara","F9:35:FA:45:68:64:9C:95:DC:CA:AA:CA:03:41:98:59:5B:92:3E:A6:0C:0B:18:78:31:A8:82:20:45:75:99:2D","Complete Image for SGM1400B 6.4.8"]
[null,"000215","Current","Gas Smart Meter","10:63","47:72","01","01","03:03:42:49","SMETS V2.0","GBCS Version 1.1","[R] NCSC-1433053936-4144","Security Characteristics version 1.2","2024-06-24",null,null,"ZIG19068ZSE12834-24","ZigBee Smart Energy Standard 1.4","Landis+Gyr","85:C7:A0:2A:CA:81:19:CD:88:0A:A8:5E:CA:48:F1:59:8D:D0:38:0A:17:B0:46:3B:40:16:75:53:3D:CC:7A:FF","whole image"]
[null,"000216","Removed","Single Element Electricity Metering Equipment","10:6C","10:E1","A1","00","01:05:A9:00","SMETS V2.0","GBCS Version 1.1","[E] ESME68753061","Security Characteristics version 1.2","2023-06-23","1837","CTT 3.0","ZIG17037ZSE12536-24","ZigBee Smart Energy Standard 1.2b","EDMI Europe Ltd","38:7D:BA:C2:55:2A:F5:AF:C0:54:25:EB:B7:C9:68:78:23:E5:17:04:39:45:55:89:09:AE:61:E5:18:6F:22:92","Complete Image"]
[null,"000217","Removed","Gas Smart Meter","10:6C","10:F2","A1","00","01:08:A9:00","SMETS V2.0","GBCS Version 1.1","[E] 1433053936-1885","Security Characteristics version 1.2","2024-10-11",null,null,"ZIG18053ZSE12676-24","ZigBee Smart Energy Standard 1.2b","EDMI Europe Ltd","8C:3A:36:C2:13:26:FD:2E:C1:8D:F9:B6:5A:2D:B3:9A:2D:C8:D0:70:14:B0:0F:0A:DE:81:BE:ED:DE:1D:CE:95","Complete Image"]
[null,"000218","Removed","Single Element Electricity Metering Equipment","10:6C","10:E2","A1","00","01:05:A9:00","SMETS V2.0","GBCS Version 1.1","[E] ESME68753061","Security Characteristics version 1.2","2023-06-23",1974,"CTT 3.0","ZIG19002ZSE12768-24","ZigBee Smart Energy Standard 1.2b","EDMI Europe Ltd","38:7D:BA:C2:55:2A:F5:AF:C0:54:25:EB:B7:C9:68:78:23:E5:17:04:39:45:55:89:09:AE:61:E5:18:6F:22:92","Complete Image"]
[null,"000219","Current","Single Element Electricity Metering Equipment","11:25","31:32","41","31","12:09:94:16","SMETS V2.0","GBCS Version 1.1","[E] 1433053936-2444","Security Characteristics version 1.2","2024-03-08","1911","CTT 3.1","ZIG19031ZSE12797-24","ZigBee Smart Energy Standard 1.2b","Kaifa","D9:51:87:D0:36:4B:25:26:41:DF:F9:5A:8D:07:79:A5:67:F7:E0:FF:E9:38:0E:08:33:72:77:FD:E9:23:99:58"]
[null,"000220","Current","Gas Smart Meter","10:28","20:00","00","00","02:92:10:D6","SMETS V1.2","GBCS Version 0.0","","",null,null,null,null,null,"Itron Metering Solutions Uk Ltd"]
[null,"000221","Current","Communications Hub","10:28","04:10","01","05","03:33:53:37","SMETS V1.2","GBCS Version 0.0","",null,null,null,null,null,null,"Itron Metering Solutions Uk Ltd"]
[null,"000222","Current","Single Element Electricity Metering Equipment","10:28","56:78","02","01","03:46:53:17","SMETS V1.2","GBCS Version 0.0","","",null,null,null,null,null,"Itron Metering Solutions Uk Ltd"]
[null,"000223","Current","Pre-Payment Interface Device","10:90","00:03","01","00","10:31:09:0F","SMETS V1.2","GBCS Version 0.0","",null,null,null,null,null,null,"Green Energy Options Ltd"]
[null,"000224","Current","Pre-Payment Interface Device","10:E0","00:0B","01","00","00:01:03:00","SMETS V3.1","GBCS Version 2.1","","Not Relevant",null,null,null,"ZIG19070ZSE12836-24","ZigBee Smart Energy Standard 1.4"]
[null,"000225","Current","Pre-Payment Interface Device","10:90","00:03","01","00","10:31:09:15","SMETS V1.2","GBCS Version 0.0","",null,null,null,null,null,null,"Green Energy Options Ltd","A9:6F:BA:48:76:F3:D3:5E:D8:41:87:79:BC:8F:C0:AE:E7:5A:C6:F0:D4:60:68:8E:54:DE:FF:48:98:A5:06:B3","Duet II Firmware"]
[null,"000226","Current","Pre-Payment Interface Device","10:E0","00:09","06","00","00:01:02:00","SMETS V3.1","GBCS Version 2.1","","Not Relevant",null,null,null,"ZIG19075ZSE12841-24","ZigBee Smart Energy Standard 1.4"]
[null,"000227","Current","Communications Hub","10:6C","43:31","00","AD","12:70:B8:CC","CHTS V1.0","GBCS Version 1.1","[R] NCSC-1433053936-3918","Security Characteristics version 1.2","2029-10-31",null,null,"ZIG18016ZSE12639-24","ZigBee Smart Energy Standard 1.4","EDMI Europe Limited","F0:12:39:E2:6A:4F:18:48:F2:5C:07:23:BD:E3:6A:4C:0B:E4:8C:A2:7A:22:19:06:E2:F9:4C:DE:16:04:3F:3D","Complete Image"]
[null,"000228","Current","Pre-Payment Interface Device","10:E0","00:08","08","00","00:02:04:00","SMETS V3.1","GBCS Version 2.1","","Not Relevant",null,null,null,"ZIG19076ZSE12842-24","ZigBee Smart Energy Standard 1.4"]
[null,"000229","Current","Single Element Electricity Metering Equipment","10:63","00:05","02","03","38:03:10:02","SMETS V2.0","GBCS Version 1.1","[E] NCSC1433053936-1497","Security Characteristics version 1.2","2024-05-29","2041","CTT 3.1","ZIG19077ZSE12843-24","ZigBee Smart Energy Standard 1.2b","Landis+Gyr","05:7D:DD:DB:68:43:29:90:B0:A7:62:51:00:B2:05:4E:C5:01:C0:06:6D:B5:2E:55:6D:6D:6E:48:84:6D:37:48","Fragment 1 of 1 of FW version 38.03.10.02"]
[null,"000230","Current","Single Element Electricity Metering Equipment","10:63","00:03","02","01","24:03:11:00","SMETS V2.0","GBCS Version 1.1","[R] NCSC-1433053936-4088","Security Characteristics version 1.2","2024-04-11","2039","CTT 3.1","ZIG19073ZSE12839-24 ","ZigBee Smart Energy Standard 1.2b","Landis+Gyr","D9:15:BE:A2:02:25:6A:91:1D:B9:C0:FB:3D:EA:CB:3B:B0:08:72:31:8A:27:46:50:6A:DB:1F:CC:AE:D6:E0:84","Fragment 1 of 1 of FW version 24.03.11.00"]
[null,"000231","Current","Single Element Electricity Metering Equipment","10:63","00:03","02","02","24:03:11:00","SMETS V2.0","GBCS Version 1.1","[R] NCSC-1433053936-4088","Security Characteristics version 1.2","2024-04-11","2039","CTT 3.1","ZIG19074ZSE12840-24 ","ZigBee Smart Energy Standard 1.2b","Landis+Gyr","D9:15:BE:A2:02:25:6A:91:1D:B9:C0:FB:3D:EA:CB:3B:B0:08:72:31:8A:27:46:50:6A:DB:1F:CC:AE:D6:E0:84","Fragment 1 of 1 of FW version 24.03.11.00"]
[null,"000232","Current","Communications Hub","10:72","57:31","01","00","03:0A:00:01","CHTS V1.1","GBCS Version 2.1","[R] NCSC-1433053936-3951","Security Characteristics version 1.2","2023-11-01",null,null,"ZIG18052ZSE12675-24","ZigBee Smart Energy Standard 1.4","Wistron NeWeb Corp","2B:57:F8:3F:D1:87:C1:E4:D9:6E:7D:56:DD:E1:DE:CE:AC:64:7B:4C:30:F0:4D:26:39:8B:4E:81:01:2B:68:91","Complete image"]
[null,"000233","Current","Communications Hub","10:72","57:31","01","01","03:0A:00:01","CHTS V1.1","GBCS Version 2.1","[R] NCSC-1433053936-3950","Security Characteristics version 1.2","2029-11-30",null,null,"ZIG18052ZSE12675-24","ZigBee Smart Energy Standard 1.4","Wistron NeWeb Corp","2B:57:F8:3F:D1:87:C1:E4:D9:6E:7D:56:DD:E1:DE:CE:AC:64:7B:4C:30:F0:4D:26:39:8B:4E:81:01:2B:68:91","Complete image"]
[null,"000234","Current","Communications Hub","10:72","57:31","01","02","03:0A:00:01","CHTS V1.1","GBCS Version 2.1","[R] NCSC-1433053936-3950","Security Characteristics version 1.2","2029-11-30",null,null,"ZIG18052ZSE12675-24","ZigBee Smart Energy Standard 1.4","Wistron NeWeb Corp","58:C7:A9:F9:70:8D:4C:F3:78:0B:39:50:03:A4:92:83:FF:5F:E6:3C:9E:AB:D0:E5:A3:41:B5:B0:57:30:28:7F","Complete image"]
[null,"000235","Removed","Single Element Electricity Metering Equipment","10:6C","10:E2","A1","00","01:05:AA:00","SMETS V2.0","GBCS Version 1.1","[E] ESME68753061","Security Characteristics version 1.2","2023-06-23","1974","CTT 3.0","ZIG19002ZSE12768-24","ZigBee Smart Energy Standard 1.2b","EDMI Europe Ltd","0B:C5:52:6A:2C:93:22:03:B8:48:2C:25:A8:A1:7D:4C:8F:0A:E0:F8:44:6A:EE:8A:64:7F:91:69:16:E2:15:6D","Complete Image"]
[null,"000236","Current","Single Element Electricity Metering Equipment","10:28","D7:00","01","03","04:99:04:5C","SMETS V2.0","GBCS Version 1.1","[R] NCSC-1433053936-4226","Security Characteristics version 1.2","2024-09-25","2175","CTT 3.1","ZIG19080ZSE12846-24","ZigBee Smart Energy Standard 1.2b","49:74:72:6F:6E","74:C5:83:33:1A:0D:4B:E9:17:78:38:C9:A1:B8:9B:45:8D:7E:94:F6:2B:21:27:B0:6A:5E:F4:5B:35:DF:A7:8B"]
[null,"000237","Current","Pre-Payment Interface Device","11:28","00:03","01","02","80:43:00:00","SMETS V2.0","GBCS Version 1.1","","Not Relevant",null,null,null,"ZIG18094ZSE12717-24","ZigBee Smart Energy Standard 1.2b"]
[null,"000238","Current","Pre-Payment Interface Device","10:E0","00:09","06","00","00:01:03:01","SMETS V3.1","GBCS Version 2.1","","Not Relevant",null,null,null,"ZIG19083ZSE12849-24","ZigBee Smart Energy Standard 1.4"]
[null,"000239","Current","Single Element Electricity Metering Equipment","10:63","00:05","02","02","38:03:11:00","SMETS V2.0","GBCS Version 1.1","[E] NCSC1433053936-1497","Security Characteristics version 1.2","2024-09-25","2041","CTT 3.1","ZIG19078ZSE12844-24","ZigBee Smart Energy Standard 1.2b","Landis+Gyr","5C:0F:9F:A6:9A:43:53:2F:C2:DA:F5:57:14:54:B4:03:23:14:F8:81:41:9A:EC:04:94:72:0F:E5:9D:AE:C1:67","Fragment 1 of 1 of FW version 38.03.11.00"]
[null,"000240","Current","Single Element Electricity Metering Equipment","10:63","00:05","02","03","38:03:11:00","SMETS V2.0","GBCS Version 1.1","[E] NCSC1433053936-1497","Security Characteristics version 1.2","2024-09-25","2041","CTT 3.1","ZIG19079ZSE12845-24","ZigBee Smart Energy Standard 1.2b","Landis+Gyr","5C:0F:9F:A6:9A:43:53:2F:C2:DA:F5:57:14:54:B4:03:23:14:F8:81:41:9A:EC:04:94:72:0F:E5:9D:AE:C1:67","Fragment 1 of 1 of FW version 38.03.11.00"]
[null,"000241","Current","Gas Smart Meter","11:92","11:11","11","11","01:A9:00:C0","SMETS V2.0","GBCS Version 1.1","[E] 1433053936-2136","Security Characteristics version 1.2","2024-12-20",null,null,"ZIG19042ZSE12808-24","ZigBee Smart Energy Standard 1.2b","George Wilson Industries Ltd","4C:5B:1C:42:16:01:26:59:75:A2:4D:F2:65:96:C8:A1:D0:96:98:C3:12:7B:8B:EF:D9:E4:67:C1:9F:66:B0:D3","Complete Image"]
[null,"000242","Current","Gas Smart Meter","11:92","11:11","12","11","01:A9:00:C0","SMETS V2.0","GBCS Version 1.1","[E] 1433053936-2136","Security Characteristics version 1.2","2024-12-20",null,null,"ZIG19042ZSE12808-24","ZigBee Smart Energy Standard 1.2b","George Wilson Industries Ltd","4C:5B:1C:42:16:01:26:59:75:A2:4D:F2:65:96:C8:A1:D0:96:98:C3:12:7B:8B:EF:D9:E4:67:C1:9F:66:B0:D3","Complete Image"]
[null,"000243","Current","Pre-Payment Interface Device","10:E0","00:09","06","00","00:01:04:00","SMETS V3.1","GBCS Version 2.1","","Not Relevant",null,null,null,"ZIG19086ZSE12852-24","ZigBee Smart Energy Standard 1.4"]
[null,"000244","Current","Pre-Payment Interface Device","10:E0","00:08","08","00","00:02:05:00","SMETS V3.1","GBCS Version 2.1","","Not Relevant",null,null,null,"ZIG19090ZSE12856-24","ZigBee Smart Energy Standard 1.4"]
[null,"000245","Current","Single Element Electricity Metering Equipment","11:8F","00:00","02","07","00:06:04:08","SMETS V3.1","GBCS Version 2.1","[E] 1433053936-2706","Security Characteristics version 1.2","2023-08-30",1924,"CTT 3.1","ZIG19017ZSE12783-24","ZigBee Smart Energy Standard 1.4","Aclara","F9:35:FA:45:68:64:9C:95:DC:CA:AA:CA:03:41:98:59:5B:92:3E:A6:0C:0B:18:78:31:A8:82:20:45:75:99:2D","Complete Image for SGM1400B 6.4.8"]
[null,"000246","Current","Communications Hub","10:6C","43:31","00","AE","12:60:A1:1E","CHTS V1.0","GBCS Version 1.1","[R] NCSC-1433053936-3918","Security Characteristics version 1.2","2029-10-31",null,null,"ZIG19084ZSE12850-24","ZigBee Smart Energy Standard 1.2b","EDMI Europe Limited","1F:A0:E0:33:D3:6E:70:7A:F2:FD:32:B5:E2:8F:BB:17:AD:C0:69:5B:FF:32:0B:38:F1:28:2E:54:A8:15:26:1C","Complete Image"]
[null,"000247","Current","Single Element Electricity Metering Equipment","11:8F","00:00","01","00","00:06:06:00","SMETS V3.1","GBCS Version 2.1","[E] 1433053936-2706","Security Characteristics version 1.2","2023-08-30","1830","CTT 3.0","ZIG19017ZSE12783-24","ZigBee Smart Energy Standard 1.4","Aclara","AC:53:7E:B5:66:AA:0C:2C:04:27:C9:F7:7E:CD:BD:70:CF:75:05:67:68:FF:1E:BA:AB:9B:38:87:65:2C:EF:22","Complete Image for SGM1400B 6.6.0"]
[null,"000248","Current","Single Element Electricity Metering Equipment","11:8F","00:00","01","07","00:06:06:00","SMETS V3.1","GBCS Version 2.1","[E] 1433053936-2706","Security Characteristics version 1.2","2023-08-30","1830","CTT 3.0","ZIG19017ZSE12783-24","ZigBee Smart Energy Standard 1.4","Aclara","AC:53:7E:B5:66:AA:0C:2C:04:27:C9:F7:7E:CD:BD:70:CF:75:05:67:68:FF:1E:BA:AB:9B:38:87:65:2C:EF:22","Complete Image for SGM1400B 6.6.0"]
[null,"000249","Current","Single Element Electricity Metering Equipment","11:8F","00:00","02","07","00:06:06:00","SMETS V3.1","GBCS Version 2.1","[E] 1433053936-2706","Security Characteristics version 1.2","2023-08-30",1924,"CTT 3.0","ZIG19017ZSE12783-24","ZigBee Smart Energy Standard 1.4","Aclara","AC:53:7E:B5:66:AA:0C:2C:04:27:C9:F7:7E:CD:BD:70:CF:75:05:67:68:FF:1E:BA:AB:9B:38:87:65:2C:EF:22","Complete Image for SGM1400B 6.6.0"]
[null,"000250","Current","Communications Hub","10:86","54:31","1F","52","0C:1D:00:00","CHTS V1.1","GBCS Version 2.0","[R] NCSC-1433053936-3917","Security Characteristics version 1.2","2029-08-24",null,null,"ZIG19085ZSE12851-24","ZigBee Smart Energy Standard 1.4","TOS","61:E7:67:62:1C:55:F7:37:00:85:7B:91:B6:CE:8F:6C:D9:FA:B0:11:0A:61:98:7B:5D:EE:89:31:B1:7F:94:13"]
[null,"000251","Current","Communications Hub","10:86","54:32","20","52","0C:1D:00:00","CHTS V1.1","GBCS Version 2.0","[R] NCSC-1433053936-3917","Security Characteristics version 1.2","2029-08-24",null,null,"ZIG19087ZSE12853-24","ZigBee Smart Energy Standard 1.4","TOS","61:E7:67:62:1C:55:F7:37:00:85:7B:91:B6:CE:8F:6C:D9:FA:B0:11:0A:61:98:7B:5D:EE:89:31:B1:7F:94:13"]
[null,"000252","Current","Communications Hub","10:86","54:34","21","52","0C:1D:00:00","CHTS V1.1","GBCS Version 2.0","[R] NCSC-1433053936-3917","Security Characteristics version 1.2","2029-08-24",null,null,"ZIG19088ZSE12854-24","ZigBee Smart Energy Standard 1.4","TOS","61:E7:67:62:1C:55:F7:37:00:85:7B:91:B6:CE:8F:6C:D9:FA:B0:11:0A:61:98:7B:5D:EE:89:31:B1:7F:94:13"]
[null,"000253","Current","Communications Hub","10:72","57:31","01","01","02:14:00:03","CHTS V1.0","GBCS Version 1.1","[R] NCSC-1433053936-3950","Security Characteristics version 1.2","2029-11-30",null,null,"ZIG17009ZSE12508-24","ZigBee Smart Energy Standard 1.2b","Wistron NeWeb Corp","DB:2B:F5:BE:4F:28:28:10:30:1E:BD:BF:E2:1B:3A:70:A1:7A:E7:22:4B:18:CA:97:76:EE:E5:95:F5:83:18:AE","Complete image"]
[null,"000254","Current","Gas Smart Meter","10:15","09:B3","32","00","12:03:0A:09","SMETS V3.1","GBCS Version 2.1","[E] GSME1433053936-1360","Security Characteristics version 1.2","2024-04-12",null,null,"ZIG18023ZSE12646-24 ","ZigBee Smart Energy Standard 1.2a","Flonidan","35:CE:32:4E:30:24:24:E0:AF:85:81:DB:87:20:63:4F:11:9A:19:4C:D9:CA:87:20:3A:25:D7:F6:E9:6E:AD:40","Complete Image"]
[null,"000255","Current","Gas Smart Meter","10:15","09:B3","37","00","12:03:0A:09","SMETS V3.1","GBCS Version 2.1","[E] GSME1433053936-1360","Security Characteristics version 1.2","2024-04-12",null,null,"ZIG18023ZSE12646-24 ","ZigBee Smart Energy Standard 1.2a","Flonidan","35:CE:32:4E:30:24:24:E0:AF:85:81:DB:87:20:63:4F:11:9A:19:4C:D9:CA:87:20:3A:25:D7:F6:E9:6E:AD:40","Complete Image"]
[null,"000256","Current","Pre-Payment Interface Device","10:90","00:07","01","00","04:03:01:00","SMETS V3.1","GBCS Version 2.1","","Not Relevant",null,null,null,"ZIG19060ZSE12826-24","ZigBee Smart Energy Standard 1.4"]
[null,"000257","Current","Pre-Payment Interface Device","11:28","00:03","01","02","80:47:00:00","SMETS V2.0 ","GBCS Version 1.1 ","","Not Relevant",null,null,null,"ZIG18094ZSE12717-24","ZigBee Smart Energy Standard 1.2b"]
[null,"000258","Current","Pre-Payment Interface Device","10:E0","00:0C","06","00","00:01:01:00","SMETS V3.1","GBCS Version 2.1","","Not Relevant",null,null,null,"ZIG19104ZSE12870-24","ZigBee Smart Energy Standard 1.4"]
[null,"000259","Current","Communications Hub","10:86","54:31","22","52","0C:1D:00:00","CHTS V1.1","GBCS Version 2.0","[R] NCSC-1433053936-3917","Security Characteristics version 1.2","2029-08-24",null,null,"ZIG19085ZSE12851-24","ZigBee Smart Energy Standard 1.4","TOS","8C:EE:29:B1:3E:C9:7F:63:26:A7:48:2F:FE:24:BA:D9:A0:B7:95:87:B6:6C:81:A2:27:02:A5:86:29:B8:53:DE"]
[null,"000260","Current","Communications Hub","10:86","54:32","23","52","0C:1D:00:00","CHTS V1.1","GBCS Version 2.0","[R] NCSC-1433053936-3917","Security Characteristics version 1.2","2029-08-24",null,null,"ZIG19087ZSE12853-24","ZigBee Smart Energy Standard 1.4","TOS","8C:EE:29:B1:3E:C9:7F:63:26:A7:48:2F:FE:24:BA:D9:A0:B7:95:87:B6:6C:81:A2:27:02:A5:86:29:B8:53:DE"]
[null,"000261","Current","Communications Hub","10:86","54:34","24","52","0C:1D:00:00","CHTS V1.1","GBCS Version 2.0","[R] NCSC-1433053936-3917","Security Characteristics version 1.2","2029-08-24",null,null,"ZIG19088ZSE12854-24","ZigBee Smart Energy Standard 1.4","TOS","8C:EE:29:B1:3E:C9:7F:63:26:A7:48:2F:FE:24:BA:D9:A0:B7:95:87:B6:6C:81:A2:27:02:A5:86:29:B8:53:DE"]
[null,"000262","Current","Single Element Electricity Metering Equipment","10:6C","10:E1","A1","00","01:05:AB:00","SMETS V2.0","GBCS Version 1.1","[R] NCSC-1433053936-4165","Security Characteristics version 1.2","2024-06-22",1837,"CTT 3.0","ZIG18029ZSE12652-24","ZigBee Smart Energy Standard 1.2b","EDMI Europe Ltd","39:3A:92:35:88:AF:95:74:B3:D5:BB:43:F5:32:32:07:79:DD:8A:4B:E0:6E:B8:13:C2:16:6E:A3:97:6D:86:CC","Complete Image"]
[null,"000263","Current","Single Element Electricity Metering Equipment","10:6C","10:E2","A1","00","01:05:AB:00","SMETS V2.0","GBCS Version 1.1","[R] NCSC-1433053936-4165","Security Characteristics version 1.2","2024-06-22","1974","CTT 3.0","ZIG19002ZSE12768-24","ZigBee Smart Energy Standard 1.2b","EDMI Europe Ltd","39:3A:92:35:88:AF:95:74:B3:D5:BB:43:F5:32:32:07:79:DD:8A:4B:E0:6E:B8:13:C2:16:6E:A3:97:6D:86:CC","Complete Image"]
[null,"000264","Current","Gas Smart Meter","10:6C","10:F2","A1","00","01:08:AB:00","SMETS V2.0","GBCS Version 1.1","[E] NCSC-1433053936-2810","Security Characteristics version 1.2","2024-10-11",null,null,"ZIG18053ZSE12676-24","ZigBee Smart Energy Standard 1.2b","EDMI Europe Ltd","E2:49:4E:B3:54:09:BC:81:8C:34:5B:A6:B8:31:C0:E8:6B:48:F6:87:34:6C:7C:A9:5F:56:DC:FF:D0:D1:6F:7C","Complete Image"]
[null,"000265","Current","Single Element Electricity Metering Equipment","10:57","00:00","02","01","02:34:F1:68","SMETS V2.0","GBCS Version 1.1","[R] NCSC-1433053936-4225","Security Characteristics version 1.2","2024-12-18","1825","CTT 3.0","ZIG19096ZSE12862-24","ZigBee Smart Energy Standard 1.2b","Elster Metering Ltd","D8:79:CF:9D:1D:0F:4F:83:B7:6C:FF:36:B2:13:9C:AD:E2:80:01:A5:D5:0E:1E:F0:60:FB:BD:0C:DD:8E:36:A2","Complete image"]
[null,"000266","Current","Pre-Payment Interface Device","10:E0","00:09","06","00","00:01:05:00","SMETS V3.1","GBCS Version 2.1","","Not Relevant",null,null,null,"ZIG19109ZSE12875-24","ZigBee Smart Energy Standard 1.4"]
[null,"000267","Current","Pre-Payment Interface Device","10:E0","00:03","05","00","00:02:11:01","SMETS V1.2","GBCS Version 0.0",""]
[null,"000268","Current","Communications Hub","10:57","01:10","01","10","2E:DB:E5:09","SMETS V1.2","GBCS Version 0.0","",null,null,null,null,null,null,null,"2C:A4:A4:44:F9:48:83:C7:02:A1:F8:74:B0:88:14:FD:C2:05:09:AF:2D:E2:17:C3:62:82:D5:E0:4C:86:83:0E"]
[null,"000269","Current","Communications Hub","10:57","01:10","01","10","2E:DB:E9:09","SMETS V1.2","GBCS Version 0.0","",null,null,null,null,null,null,null,"7A:7F:10:14:28:08:EF:02:2E:BD:79:9C:C2:77:62:39:3F:A4:E8:3F:9C:8F:66:FA:7C:43:B9:1E:86:59:AB:1D"]
[null,"000270","Current","Single Element Electricity Metering Equipment","10:57","03:00","01","01","04:01:D8:C9","SMETS V1.2","GBCS Version 0.0","",null,null,null,null,null,null,null,"EC:9E:81:11:58:4F:DA:E8:89:12:DE:2C:DD:9C:01:E6:46:00:0C:21:7B:CF:14:AB:F4:95:5B:87:99:B0:E2:84"]
[null,"000271","Current","Single Element Electricity Metering Equipment","10:57","03:00","01","01","04:01:EB:5A","SMETS V1.2","GBCS Version 0.0","",null,null,null,null,null,null,null,"D9:CD:D8:2B:D3:BE:2D:E9:68:C7:E2:61:B9:76:F9:BD:9F:F3:7F:6F:2B:C5:ED:82:62:70:11:18:F5:5D:CE:67"]
[null,"000272","Current","Gas Smart Meter","10:57","05:73","00","00","00:00:04:46","SMETS V1.2","GBCS Version 0.0","",null,null,null,null,null,null,null,"F1:68:09:03:8A:5B:00:82:7A:C7:5E:FA:F8:69:C5:5D:D5:CD:A6:3E:1B:EC:74:7A:D5:42:BD:9B:17:02:FA:58"]
[null,"000273","Current","Pre-Payment Interface Device","11:28","00:03","01","02","01:43:00:00","SMETS V1.2","GBCS Version 0.0",""]
[null,"000274","Current","Single Element Electricity Metering Equipment","10:63","00:05","02","02","38:03:12:00","SMETS V2.0","GBCS Version 1.1","[E] NCSC1433053936-1497","Security Characteristics version 1.2","2024-05-29","2041","CTT 3.1","ZIG20011ZSE12893-24 ","ZigBee Smart Energy Standard 1.2b","Landis+Gyr","90:9D:05:AF:93:BE:4D:5F:B5:2E:A1:41:69:E6:67:A6:0C:4B:54:5E:B1:20:34:9E:B8:45:EA:C4:9E:75:B1:31","Fragment 1 of 1 of FW version 38.03.12.00"]
[null,"000275","Current","Single Element Electricity Metering Equipment","10:63","00:05","02","03","38:03:12:00","SMETS V2.0","GBCS Version 1.1","[E] NCSC1433053936-1497","Security Characteristics version 1.2","2024-05-29","2041","CTT 3.1","ZIG20002ZSE12884-24 ","ZigBee Smart Energy Standard 1.2b","Landis+Gyr","90:9D:05:AF:93:BE:4D:5F:B5:2E:A1:41:69:E6:67:A6:0C:4B:54:5E:B1:20:34:9E:B8:45:EA:C4:9E:75:B1:31","Fragment 1 of 1 of FW version 38.03.12.00"]
[null,"000276","Current","Single Element Electricity Metering Equipment","11:8F","00:00","01","00","00:06:06:04","SMETS V3.1","GBCS Version 2.1","[E] 1433053936-2706","Security Characteristics version 1.2","2023-08-30","1830","CTT 3.0","ZIG19017ZSE12783-24","ZigBee Smart Energy Standard 1.4","Aclara","AD:05:45:45:A7:56:FB:94:F4:53:B4:DA:A1:43:3E:F3:0B:F4:F4:D1:D3:25:CD:22:AE:4A:BB:37:18:90:50:84","Complete Image for SGM1400B 6.6.4"]
[null,"000277","Current","Single Element Electricity Metering Equipment","11:8F","00:00","01","07","00:06:06:04","SMETS V3.1","GBCS Version 2.1","[E] 1433053936-2706","Security Characteristics version 1.2","2023-08-30","1830","CTT 3.0","ZIG19017ZSE12783-24","ZigBee Smart Energy Standard 1.4","Aclara","AD:05:45:45:A7:56:FB:94:F4:53:B4:DA:A1:43:3E:F3:0B:F4:F4:D1:D3:25:CD:22:AE:4A:BB:37:18:90:50:84","Complete Image for SGM1400B 6.6.4"]
[null,"000278","Current","Single Element Electricity Metering Equipment","11:8F","00:00","02","07","00:06:06:04","SMETS V3.1","GBCS Version 2.1","[E] 1433053936-2706","Security Characteristics version 1.2","2023-08-30","1830","CTT 3.0","ZIG19017ZSE12783-24","ZigBee Smart Energy Standard 1.4","Aclara","AD:05:45:45:A7:56:FB:94:F4:53:B4:DA:A1:43:3E:F3:0B:F4:F4:D1:D3:25:CD:22:AE:4A:BB:37:18:90:50:84","Complete Image for SGM1400B 6.6.4"]
[null,"000279","Current","Single Element Electricity Metering Equipment","10:31","A0:A1","01","3D","04:00:00:00","SMETS V3.1","GBCS Version 2.1","[E] NCSC-1433053936-2889","Security Characteristics version 1.2","19/12/2025","2272","CTT 3.1","ZIG20005ZSE12887-24","ZigBee Smart Energy Standard 1.4","Secure Meters (UK) Limited","1D:BC:BF:23:08:3B:01:3F:24:D2:A2:E3:40:D4:ED:C8:8D:70:4E:8D:FA:8D:D4:CC:60:CC:07:6B:6D:02:C3:D6","Complete Image"]
[null,"000280","Current","Gas Smart Meter","10:31","B0:A1","01","44","04:00:00:00","SMETS V3.1","GBCS Version 2.1","[E] NCSC-1433053936-2890","Security Characteristics version 1.2","19/12/2025",null,null,"ZIG20006ZSE12888-24","ZigBee Smart Energy Standard 1.4","Secure Meters (UK) Limited","AC:E1:83:DB:64:28:34:28:D5:7A:97:8D:EC:E0:36:43:70:0A:CB:41:91:99:6D:DB:B4:A9:F9:2F:C3:49:70:31","Complete Image"]
[null,"000281","Current","Single Element Electricity Metering Equipment","10:6C","10:E2","A1","00","01:05:AC:00","SMETS V2.0","GBCS Version 1.1","[R] NCSC-1433053936-4165","Security Characteristics version 1.2","2024-06-22","1974","CTT 3.0","ZIG19002ZSE12768-24","ZigBee Smart Energy Standard 1.2b","EDMI Europe Ltd","CC:81:B0:E2:D4:43:4F:59:93:67:15:73:59:0D:41:B9:CD:FD:81:4E:39:51:F3:63:FE:81:E8:D1:E8:BF:F5:14","Complete Image"]
[null,"000282","Current","Single Element Electricity Metering Equipment","10:6C","12:E2","A1","00","01:05:AC:00","SMETS V2.0","GBCS Version 1.1","[R] NCSC-1433053936-4165","Security Characteristics version 1.2","2024-06-22","2260","CTT 3.1","ZIG19113ZSE12879-24","ZigBee Smart Energy Standard 1.2b","EDMI Europe Ltd","CC:81:B0:E2:D4:43:4F:59:93:67:15:73:59:0D:41:B9:CD:FD:81:4E:39:51:F3:63:FE:81:E8:D1:E8:BF:F5:14","Complete Image"]
[null,"000283","Current","Pre-Payment Interface Device","10:E0","00:09","06","00","00:01:06:00","SMETS V3.1","GBCS Version 2.1","","Not Relevant",null,null,null,"ZIG20017ZSE12899-24","ZigBee Smart Energy Standard 1.4"]
[null,"000284","Current","Pre-Payment Interface Device","10:90","00:08","01","00","05:04:00:00","SMETS V3.1","GBCS Version 2.1","","Not Relevant",null,null,null,"ZIG20016ZSE12898-24","ZigBee Smart Energy Standard 1.4"]
[null,"000285","Current","Communications Hub","10:72","57:31","01","00","03:0A:00:03","CHTS V1.1","GBCS Version 2.1","[R] NCSC-1433053936-3951","Security Characteristics version 1.2","2023-11-01",null,null,"ZIG18052ZSE12675-24","ZigBee Smart Energy Standard 1.4","Wistron NeWeb Corp","78:AB:E5:E6:71:FE:A7:0A:88:13:48:85:07:70:5F:A5:6F:E8:91:59:7D:FB:56:FA:2C:17:94:80:AE:B4:1C:9F","Complete image"]
[null,"000286","Current","Communications Hub","10:72","57:31","01","01","03:0A:00:03","CHTS V1.1","GBCS Version 2.1","[R] NCSC-1433053936-3950","Security Characteristics version 1.2","2029-11-30",null,null,"ZIG18052ZSE12675-24","ZigBee Smart Energy Standard 1.4","Wistron NeWeb Corp","78:AB:E5:E6:71:FE:A7:0A:88:13:48:85:07:70:5F:A5:6F:E8:91:59:7D:FB:56:FA:2C:17:94:80:AE:B4:1C:9F","Complete image"]
[null,"000287","Current","Communications Hub","10:72","57:31","01","02","03:0A:00:03","CHTS V1.1","GBCS Version 2.1","[R] NCSC-1433053936-3950","Security Characteristics version 1.2","2029-11-30",null,null,"ZIG18052ZSE12675-24","ZigBee Smart Energy Standard 1.4","Wistron NeWeb Corp","78:AB:E5:E6:71:FE:A7:0A:88:13:48:85:07:70:5F:A5:6F:E8:91:59:7D:FB:56:FA:2C:17:94:80:AE:B4:1C:9F","Complete image"]
[null,"000288","Current","Gas Smart Meter","11:92","11:11","11","11","01:AB:00:C0","SMETS V2.0","GBCS Version 1.1","[E] 1433053936-2163","Security Characteristics version 1.2","2024-12-20",null,null,"ZIG19042ZSE12808-24","ZigBee Smart Energy Standard 1.2b","George Wilson Industries Ltd","06:2A:E3:23:2D:22:C1:D1:9F:53:C9:D1:95:9D:8F:B9:62:5B:B7:70:39:54:E9:9D:E1:69:94:E7:33:33:88:E1","Complete Image"]
[null,"000289","Current","Gas Smart Meter","11:92","11:11","12","11","01:AB:00:C0","SMETS V2.0","GBCS Version 1.1","[E] 1433053936-2163","Security Characteristics version 1.2","2024-12-20",null,null,"ZIG19042ZSE12808-24","ZigBee Smart Energy Standard 1.2b","George Wilson Industries Ltd","06:2A:E3:23:2D:22:C1:D1:9F:53:C9:D1:95:9D:8F:B9:62:5B:B7:70:39:54:E9:9D:E1:69:94:E7:33:33:88:E1","Complete Image"]
[null,"000290","Current","Gas Smart Meter","11:92","11:11","11","11","01:AD:00:C0","SMETS V2.0","GBCS Version 1.1","[E] 1433053936-2163","Security Characteristics version 1.2","2024-12-20",null,null,"ZIG19042ZSE12808-24","ZigBee Smart Energy Standard 1.2b","George Wilson Industries Ltd","98:66:CE:8A:5D:95:1D:00:51:D1:27:B7:90:A1:C9:28:E5:F7:D5:EA:B2:0B:A1:D1:4A:7D:44:ED:65:8E:C5:A1","Complete Image"]
[null,"000291","Current","Gas Smart Meter","11:92","11:11","12","11","01:AD:00:C0","SMETS V2.0","GBCS Version 1.1","[E] 1433053936-2163","Security Characteristics version 1.2","2024-12-20",null,null,"ZIG19042ZSE12808-24","ZigBee Smart Energy Standard 1.2b","George Wilson Industries Ltd","98:66:CE:8A:5D:95:1D:00:51:D1:27:B7:90:A1:C9:28:E5:F7:D5:EA:B2:0B:A1:D1:4A:7D:44:ED:65:8E:C5:A1","Complete Image"]
[null,"000292","Current","Single Element Electricity Metering Equipment","11:25","31:33",43,30,"12:09:94:16","SMETS V2.0","GBCS Version 1.1","[E] 1433053936-2444","Security Characteristics version 1.2","2024-03-08","2208","CTT 3.1","ZIG19031ZSE12797-24","ZigBee Smart Energy Standard 1.2b","Kaifa","D9:51:87:D0:36:4B:25:26:41:DF:F9:5A:8D:07:79:A5:67:F7:E0:FF:E9:38:0E:08:33:72:77:FD:E9:23:99:58"]
[null,"000293","Current","Single Element Electricity Metering Equipment","11:8F","00:00","01","00","00:07:02:04","SMETS V3.1","GBCS Version 2.1","[E] 1433053936-2958","Security Characteristics version 1.2","2023-08-30",1830,"CTT 3.0","ZIG19017ZSE12783-24","ZigBee Smart Energy Standard 1.4","Aclara","04:D5:FA:3A:FD:C5:1F:2C:F2:77:B7:50:EC:26:87:C3:8A:44:17:EC:94:3B:92:5C:3B:64:92:31:57:EA:45:07","Complete Image for SGM1400B 7.2.4"]
[null,"000294","Current","Single Element Electricity Metering Equipment","11:8F","00:00","01","07","00:07:02:04","SMETS V3.1","GBCS Version 2.1","[E] 1433053936-2958","Security Characteristics version 1.2","2023-08-30",1830,"CTT 3.0","ZIG19017ZSE12783-24","ZigBee Smart Energy Standard 1.4","Aclara","04:D5:FA:3A:FD:C5:1F:2C:F2:77:B7:50:EC:26:87:C3:8A:44:17:EC:94:3B:92:5C:3B:64:92:31:57:EA:45:07","Complete Image for SGM1400B 7.2.4"]
[null,"000295","Current","Single Element Electricity Metering Equipment","11:8F","00:00","02","01","00:07:02:04","SMETS V3.1","GBCS Version 2.1","[E] 1433053936-2958","Security Characteristics version 1.2","2023-08-30",1924,"CTT 3.1","ZIG19017ZSE12783-24","ZigBee Smart Energy Standard 1.4","Aclara","04:D5:FA:3A:FD:C5:1F:2C:F2:77:B7:50:EC:26:87:C3:8A:44:17:EC:94:3B:92:5C:3B:64:92:31:57:EA:45:07","Complete Image for SGM1400B 7.2.4"]
[null,"000296","Current","Single Element Electricity Metering Equipment","11:8F","00:00","03","01","00:07:02:04","SMETS V3.1","GBCS Version 2.1","[E] 1433053936-2958","Security Characteristics version 1.2","2023-08-30",2241,"CTT 3.1","ZIG19017ZSE12783-24","ZigBee Smart Energy Standard 1.4","Aclara","04:D5:FA:3A:FD:C5:1F:2C:F2:77:B7:50:EC:26:87:C3:8A:44:17:EC:94:3B:92:5C:3B:64:92:31:57:EA:45:07","Complete Image for SGM1400B 7.2.4"]
[null,"000297","Current","Single Element Electricity Metering Equipment","11:8F","00:00","04","01","00:07:02:04","SMETS V3.1","GBCS Version 2.1","[E] 1433053936-2958","Security Characteristics version 1.2","2023-08-30",2241,"CTT 3.1","ZIG19017ZSE12783-24","ZigBee Smart Energy Standard 1.4","Aclara","04:D5:FA:3A:FD:C5:1F:2C:F2:77:B7:50:EC:26:87:C3:8A:44:17:EC:94:3B:92:5C:3B:64:92:31:57:EA:45:07","Complete Image for SGM1400B 7.2.4"]
[null,"000298","Current","Pre-Payment Interface Device","10:E0","00:08","08","00","00:02:06:00","SMETS V3.1","GBCS Version 2.1","","Not Relevant",null,null,null,"ZIG20018ZSE12900-24","ZigBee Smart Energy Standard 1.4"]
[null,"000299","Current","Twin Element Electricity Metering Equipment","11:8F","00:00","05","01","00:07:02:04","SMETS V3.1","GBCS Version 2.1","[E] 1433053936-2958","Security Characteristics version 1.2","2023-08-30",2241,"CTT 3.1","ZIG19100ZSE12866-24","ZigBee Smart Energy Standard 1.4","Aclara","04:D5:FA:3A:FD:C5:1F:2C:F2:77:B7:50:EC:26:87:C3:8A:44:17:EC:94:3B:92:5C:3B:64:92:31:57:EA:45:07","Complete Image for SGM1400B 7.2.4"]
[null,"000300","Current","Gas Smart Meter","12:3E","00:00","03","00","01:08:06:05","SMETS V4.2","GBCS Version 3.2","[E] NCSC-1433053936-3007","Security Characteristics version 1.2","2026-02-19",null,null,"ZIG19101ZSE12867-24","ZigBee Smart Energy Standard 1.4","Flonidan","32:44:7F:F7:D7:C4:2A:09:67:5D:96:F4:C1:47:FF:EA:27:BD:E2:31:9A:C9:C9:7C:BC:BE:07:D8:5B:0C:F3:D9","Complete Image"]
[null,"000301","Current","Single Element Electricity Metering Equipment","10:57","00:00","02","01","02:34:F2:AE","SMETS V2.0","GBCS Version 1.1","[R] NCSC-1433053936-4225","Security Characteristics version 1.2","2024-12-18","1825","CTT 3.0","ZIG20020ZSE12902-24","ZigBee Smart Energy Standard 1.2b","Elster Metering Ltd","69:0E:03:D8:82:BC:2A:1F:D4:B8:F2:E7:BC:37:53:24:F4:B5:D6:92:24:70:8E:C3:AB:47:E5:4F:1E:30:97:AE","Complete image"]
[null,"000302","Current","Pre-Payment Interface Device","10:90","00:07","01","00","04:07:00:00","SMETS V4.2","GBCS Version 3.2","","Not Relevant",null,null,null,"ZIG20022ZSE12904-24","ZigBee Smart Energy Standard 1.4"]
[null,"000303","Current","Single Element Electricity Metering Equipment","11:25","31:32","41","31","12:09:96:16","SMETS V2.0","GBCS Version 1.1","[R] NCSC-1433053936-4379","Security Characteristics version 1.2","2030-03-12","1911","CTT 3.1","ZIG19031ZSE12797-24","ZigBee Smart Energy Standard 1.2b","Kaifa","E2:99:8C:58:08:04:B3:36:E7:0F:78:37:9A:82:45:86:E2:D1:3A:7E:85:DD:AA:51:2A:BF:BB:20:F1:1F:32:A0"]
[null,"000304","Current","Single Element Electricity Metering Equipment","11:25","31:33","43","30","12:09:96:16","SMETS V2.0","GBCS Version 1.1","[R] NCSC-1433053936-4379","Security Characteristics version 1.2","2030-03-12","2208","CTT 3.1","ZIG19031ZSE12797-24","ZigBee Smart Energy Standard 1.2b","Kaifa","E2:99:8C:58:08:04:B3:36:E7:0F:78:37:9A:82:45:86:E2:D1:3A:7E:85:DD:AA:51:2A:BF:BB:20:F1:1F:32:A0"]
[null,"000305","Current","Pre-Payment Interface Device","10:E0","00:03","05","00","00:02:08:01","SMETS V1.2","GBCS Version 0.0",""]
[null,"000306","Current","Gas Smart Meter","11:92","11:11","11","11","01:AE:00:C0","SMETS V2.0","GBCS Version 1.1","[E] 1433053936-2163","Security Characteristics version 1.2","2024-12-20",null,null,"ZIG19042ZSE12808-24","ZigBee Smart Energy Standard 1.2b","George Wilson Industries Ltd","42:F4:98:A9:80:35:A5:EE:A3:F7:1F:F7:91:9D:C4:88:12:0A:7C:8D:E5:71:A4:2D:25:08:C8:7C:08:D8:DB:C7","Complete Image"]
[null,"000307","Current","Gas Smart Meter","11:92","11:11","12","11","01:AE:00:C0","SMETS V2.0","GBCS Version 1.1","[E] 1433053936-2163","Security Characteristics version 1.2","2024-12-20",null,null,"ZIG19042ZSE12808-24","ZigBee Smart Energy Standard 1.2b","George Wilson Industries Ltd","42:F4:98:A9:80:35:A5:EE:A3:F7:1F:F7:91:9D:C4:88:12:0A:7C:8D:E5:71:A4:2D:25:08:C8:7C:08:D8:DB:C7","Complete Image"]
[null,"000308","Current","Single Element Electricity Metering Equipment","10:28","D7:00","01","03","04:9B:04:5C","SMETS V2.0","GBCS Version 1.1","[R] NCSC-1433053936-4226","Security Characteristics version 1.2","2024-09-25",2304,"CTT 3.1","ZIG19080ZSE12846-24","ZigBee Smart Energy Standard 1.2b","49:74:72:6F:6E","1E:F9:DE:24:23:6A:17:3B:11:27:0D:B7:4C:44:CD:C1:FB:F3:82:88:54:70:E1:33:10:63:3C:69:E5:22:08:9D"]
[null,"000309","Current","Communications Hub","10:6C","43:31","00","AE","20:20:C5:68","CHTS V1.1","GBCS Version 2.0","[R] NCSC-1433053936-3918","Security Characteristics version 1.2","2029-10-31",null,null,"ZIG19091ZSE12857-24","ZigBee Smart Energy Standard 1.4","EDMI Europe Limited","0D:D8:77:75:50:85:82:5E:00:1C:BC:9B:45:87:64:3F:96:39:E6:BE:58:DC:17:58:1A:18:BC:38:40:58:82:7D","Complete Image"]
[null,"000310","Current","Communications Hub","10:6C","43:31","00","AC","20:20:C5:68","CHTS V1.1","GBCS Version 2.0","[R] NCSC-1433053936-3918","Security Characteristics version 1.2","2029-10-31",null,null,"ZIG18027ZSE12650-24","ZigBee Smart Energy Standard 1.4","EDMI Europe Limited","0D:D8:77:75:50:85:82:5E:00:1C:BC:9B:45:87:64:3F:96:39:E6:BE:58:DC:17:58:1A:18:BC:38:40:58:82:7D","Complete Image"]
[null,"000311","Current","Communications Hub","10:6C","43:31","00","AD","20:20:C5:68","CHTS V1.1","GBCS Version 2.0","[R] NCSC-1433053936-3918","Security Characteristics version 1.2","2029-10-31",null,null,"ZIG18055ZSE12678-24","ZigBee Smart Energy Standard 1.4","EDMI Europe Limited","0D:D8:77:75:50:85:82:5E:00:1C:BC:9B:45:87:64:3F:96:39:E6:BE:58:DC:17:58:1A:18:BC:38:40:58:82:7D","Complete Image"]
[null,"000312","Current","Single Element Electricity Metering Equipment","10:28","D7:00","01","05","04:9B:04:5C","SMETS V2.0","GBCS Version 1.1","[R] NCSC-1433053936-4226","Security Characteristics version 1.2","2024-09-25",2304,"CTT 3.1","ZIG19080ZSE12846-24","ZigBee Smart Energy Standard 1.2b","Itron","1E:F9:DE:24:23:6A:17:3B:11:27:0D:B7:4C:44:CD:C1:FB:F3:82:88:54:70:E1:33:10:63:3C:69:E5:22:08:9D"]
[null,"000313","Current","Communications Hub","10:72","57:31","01","00","03:0A:00:05","CHTS V1.1","GBCS Version 2.1","[R] NCSC-1433053936-3951","Security Characteristics version 1.2","2023-11-01",null,null,"ZIG18052ZSE12675-24","ZigBee Smart Energy Standard 1.4","Wistron NeWeb Corp","BE:21:1B:46:A6:2B:0A:83:7B:E4:14:18:E1:43:E9:91:00:FD:74:5A:88:F6:1E:7A:69:76:9F:35:B7:37:2A:F6","Complete image"]
[null,"000314","Current","Communications Hub","10:72","57:31","01","01","03:0A:00:05","CHTS V1.1","GBCS Version 2.1","[R] NCSC-1433053936-3950","Security Characteristics version 1.2","2029-11-30",null,null,"ZIG18052ZSE12675-24","ZigBee Smart Energy Standard 1.4","Wistron NeWeb Corp","BE:21:1B:46:A6:2B:0A:83:7B:E4:14:18:E1:43:E9:91:00:FD:74:5A:88:F6:1E:7A:69:76:9F:35:B7:37:2A:F6","Complete image"]
[null,"000315","Current","Communications Hub","10:72","57:31","01","02","03:0A:00:05","CHTS V1.1","GBCS Version 2.1","[R] NCSC-1433053936-3950","Security Characteristics version 1.2","2029-11-30",null,null,"ZIG18052ZSE12675-24","ZigBee Smart Energy Standard 1.4","Wistron NeWeb Corp","BE:21:1B:46:A6:2B:0A:83:7B:E4:14:18:E1:43:E9:91:00:FD:74:5A:88:F6:1E:7A:69:76:9F:35:B7:37:2A:F6","Complete image"]
[null,"000316","Current","Single Element Electricity Metering Equipment","10:57","00:00","01","01","01:34:F2:AE","SMETS V2.0","GBCS Version 1.1","[R] NCSC-1433053936-4225","Security Characteristics version 1.2","2024-12-18","1825","CTT 3.0","ZIG20019ZSE12901-24","ZigBee Smart Energy Standard 1.2b","Elster Metering Ltd","A1:14:5F:C0:C0:7B:31:3D:A1:F8:47:A7:F6:36:AA:DD:3F:05:BB:27:EA:3D:AF:CB:B1:14:EB:23:E8:7B:86:81","Complete image"]
[null,"000317","Current","Single Element Electricity Metering Equipment","11:8F","00:00","01","00","00:07:04:00","SMETS V3.1","GBCS Version 2.1","[E] 1433053936-2958","Security Characteristics version 1.2","2023-08-30",1830,"CTT 3.0","ZIG19017ZSE12783-24","ZigBee Smart Energy Standard 1.4","Aclara","CB:0A:D6:9E:86:69:F2:26:80:96:E1:F3:F9:08:FD:01:75:EE:E3:C8:4F:D0:FB:04:5A:4F:18:EA:C9:9E:C8:9D","Complete Image for SGM1400B 7.4.0"]
[null,"000318","Current","Single Element Electricity Metering Equipment","11:8F","00:00","01","07","00:07:04:00","SMETS V3.1","GBCS Version 2.1","[E] 1433053936-2958","Security Characteristics version 1.2","2023-08-30",1830,"CTT 3.0","ZIG19017ZSE12783-24","ZigBee Smart Energy Standard 1.4","Aclara","CB:0A:D6:9E:86:69:F2:26:80:96:E1:F3:F9:08:FD:01:75:EE:E3:C8:4F:D0:FB:04:5A:4F:18:EA:C9:9E:C8:9D","Complete Image for SGM1400B 7.4.0"]
[null,"000319","Current","Single Element Electricity Metering Equipment","11:8F","00:00","02","01","00:07:04:00","SMETS V3.1","GBCS Version 2.1","[E] 1433053936-2958","Security Characteristics version 1.2","2023-08-30",1924,"CTT 3.1","ZIG19017ZSE12783-24","ZigBee Smart Energy Standard 1.4","Aclara","CB:0A:D6:9E:86:69:F2:26:80:96:E1:F3:F9:08:FD:01:75:EE:E3:C8:4F:D0:FB:04:5A:4F:18:EA:C9:9E:C8:9D","Complete Image for SGM1400B 7.4.0"]
[null,"000320","Current","Single Element Electricity Metering Equipment","11:8F","00:00","03","01","00:07:04:00","SMETS V3.1","GBCS Version 2.1","[E] 1433053936-2958","Security Characteristics version 1.2","2023-08-30",2241,"CTT 3.1","ZIG19017ZSE12783-24","ZigBee Smart Energy Standard 1.4","Aclara","CB:0A:D6:9E:86:69:F2:26:80:96:E1:F3:F9:08:FD:01:75:EE:E3:C8:4F:D0:FB:04:5A:4F:18:EA:C9:9E:C8:9D","Complete Image for SGM1400B 7.4.0"]
[null,"000321","Current","Single Element Electricity Metering Equipment","11:8F","00:00","04","01","00:07:04:00","SMETS V3.1","GBCS Version 2.1","[E] 1433053936-2958","Security Characteristics version 1.2","2023-08-30",2241,"CTT 3.1","ZIG19017ZSE12783-24","ZigBee Smart Energy Standard 1.4","Aclara","CB:0A:D6:9E:86:69:F2:26:80:96:E1:F3:F9:08:FD:01:75:EE:E3:C8:4F:D0:FB:04:5A:4F:18:EA:C9:9E:C8:9D","Complete Image for SGM1400B 7.4.0"]
[null,"000322","Current","Single Element Electricity Metering Equipment","11:8F","00:00","01","00","00:07:04:00","SMETS V4.2","GBCS Version 3.2","[E] 1433053936-2958","Security Characteristics version 1.2","2023-08-30",1830,"CTT 3.0","ZIG19017ZSE12783-24","ZigBee Smart Energy Standard 1.4","Aclara","CB:0A:D6:9E:86:69:F2:26:80:96:E1:F3:F9:08:FD:01:75:EE:E3:C8:4F:D0:FB:04:5A:4F:18:EA:C9:9E:C8:9D","Complete Image for SGM1412B 7.4.0"]
[null,"000323","Current","Single Element Electricity Metering Equipment","11:8F","00:00","01","07","00:07:04:00","SMETS V4.2","GBCS Version 3.2","[E] 1433053936-2958","Security Characteristics version 1.2","2023-08-30",1830,"CTT 3.0","ZIG19017ZSE12783-24","ZigBee Smart Energy Standard 1.4","Aclara","CB:0A:D6:9E:86:69:F2:26:80:96:E1:F3:F9:08:FD:01:75:EE:E3:C8:4F:D0:FB:04:5A:4F:18:EA:C9:9E:C8:9D","Complete Image for SGM1412B 7.4.0"]
[null,"000324","Current","Single Element Electricity Metering Equipment","11:8F","00:00","02","07","00:07:04:00","SMETS V4.2","GBCS Version 3.2","[E] 1433053936-2958","Security Characteristics version 1.2","2023-08-30",1924,"CTT 3.1","ZIG19017ZSE12783-24","ZigBee Smart Energy Standard 1.4","Aclara","CB:0A:D6:9E:86:69:F2:26:80:96:E1:F3:F9:08:FD:01:75:EE:E3:C8:4F:D0:FB:04:5A:4F:18:EA:C9:9E:C8:9D","Complete Image for SGM1411B 7.4.0"]
[null,"000325","Current","Single Element Electricity Metering Equipment","11:8F","00:00","03","01","00:07:04:00","SMETS V4.2","GBCS Version 3.2","[E] 1433053936-2958","Security Characteristics version 1.2","2023-08-30",2241,"CTT 3.1","ZIG19017ZSE12783-24","ZigBee Smart Energy Standard 1.4","Aclara","CB:0A:D6:9E:86:69:F2:26:80:96:E1:F3:F9:08:FD:01:75:EE:E3:C8:4F:D0:FB:04:5A:4F:18:EA:C9:9E:C8:9D","Complete Image for SGM1415B 7.4.0"]
[null,"000326","Current","Single Element Electricity Metering Equipment","11:8F","00:00","04","01","00:07:04:00","SMETS V4.2","GBCS Version 3.2","[E] 1433053936-2958","Security Characteristics version 1.2","2023-08-30",2241,"CTT 3.1","ZIG19017ZSE12783-24","ZigBee Smart Energy Standard 1.4","Aclara","CB:0A:D6:9E:86:69:F2:26:80:96:E1:F3:F9:08:FD:01:75:EE:E3:C8:4F:D0:FB:04:5A:4F:18:EA:C9:9E:C8:9D","Complete Image for SGM1416B 7.4.0"]
[null,"000327","Current","Twin Element Electricity Metering Equipment","11:8F","00:00","05","01","00:07:04:00","SMETS V4.2","GBCS Version 3.2","[E] 1433053936-2958","Security Characteristics version 1.2","2023-08-30",2241,"CTT 3.1","ZIG19100ZSE12866-24","ZigBee Smart Energy Standard 1.4","Aclara","CB:0A:D6:9E:86:69:F2:26:80:96:E1:F3:F9:08:FD:01:75:EE:E3:C8:4F:D0:FB:04:5A:4F:18:EA:C9:9E:C8:9D","Complete Image for SGM1422B 7.4.0"]
[null,"000328","Current","Pre-Payment Interface Device","10:E0","00:02","00","02","00:01:11:00","SMETS V1.2","GBCS Version 0.0",""]
[null,"000329","Current","Pre-Payment Interface Device","11:28","00:03","01","02","00:E7:00:00","SMETS V1.2","GBCS Version 0.0",""]
[null,"000330","Current","Pre-Payment Interface Device","10:90","00:09","01","00","05:03:00:00","SMETS V4.2","GBCS Version 3.2","","Not Relevant",null,null,null,"ZIG19046ZSE12812-24","ZigBee Smart Energy Standard 1.4"]
[null,"000331","Current","Pre-Payment Interface Device","10:90","00:08","01","00","05:07:00:00","SMETS V4.2","GBCS Version 3.2","","Not Relevant",null,null,null,"ZIG20039ZSE12921-24","ZigBee Smart Energy Standard 1.4"]
[null,"000332","Current","Pre-Payment Interface Device","10:90","00:09","01","00","05:07:00:00","SMETS V4.2","GBCS Version 3.2","","Not Relevant",null,null,null,"ZIG20038ZSE12920-24","ZigBee Smart Energy Standard 1.4"]
[null,"000333","Current","Single Element Electricity Metering Equipment","11:8F","00:00","01","00","00:07:04:02","SMETS V4.2","GBCS Version 3.2","[E] 1433053936-2958","Security Characteristics version 1.2","2023-08-30",1830,"CTT 3.0","ZIG19017ZSE12783-24","ZigBee Smart Energy Standard 1.4","Aclara","0C:39:84:21:DD:13:07:5F:6A:89:40:9C:36:C3:3C:53:70:93:2D:8D:C2:01:F1:15:08:FE:D9:45:20:A5:E9:34","Complete Image for SGM1412B 7.4.2"]
[null,"000334","Current","Single Element Electricity Metering Equipment","11:8F","00:00","01","07","00:07:04:02","SMETS V4.2","GBCS Version 3.2","[E] 1433053936-2958","Security Characteristics version 1.2","2023-08-30",1830,"CTT 3.0","ZIG19017ZSE12783-24","ZigBee Smart Energy Standard 1.4","Aclara","0C:39:84:21:DD:13:07:5F:6A:89:40:9C:36:C3:3C:53:70:93:2D:8D:C2:01:F1:15:08:FE:D9:45:20:A5:E9:34","Complete Image for SGM1412B 7.4.2"]
[null,"000335","Current","Single Element Electricity Metering Equipment","11:8F","00:00","02","07","00:07:04:02","SMETS V4.2","GBCS Version 3.2","[E] 1433053936-2958","Security Characteristics version 1.2","2023-08-30",1924,"CTT 3.1","ZIG19017ZSE12783-24","ZigBee Smart Energy Standard 1.4","Aclara","0C:39:84:21:DD:13:07:5F:6A:89:40:9C:36:C3:3C:53:70:93:2D:8D:C2:01:F1:15:08:FE:D9:45:20:A5:E9:34","Complete Image for SGM1411B 7.4.2"]
[null,"000336","Current","Single Element Electricity Metering Equipment","11:8F","00:00","03","01","00:07:04:02","SMETS V4.2","GBCS Version 3.2","[E] 1433053936-2958","Security Characteristics version 1.2","2023-08-30",2241,"CTT 3.1","ZIG19017ZSE12783-24","ZigBee Smart Energy Standard 1.4","Aclara","0C:39:84:21:DD:13:07:5F:6A:89:40:9C:36:C3:3C:53:70:93:2D:8D:C2:01:F1:15:08:FE:D9:45:20:A5:E9:34","Complete Image for SGM1415B 7.4.2"]
[null,"000337","Current","Single Element Electricity Metering Equipment","11:8F","00:00","04","01","00:07:04:02","SMETS V4.2","GBCS Version 3.2","[E] 1433053936-2958","Security Characteristics version 1.2","2023-08-30",2241,"CTT 3.1","ZIG19017ZSE12783-24","ZigBee Smart Energy Standard 1.4","Aclara","0C:39:84:21:DD:13:07:5F:6A:89:40:9C:36:C3:3C:53:70:93:2D:8D:C2:01:F1:15:08:FE:D9:45:20:A5:E9:34","Complete Image for SGM1416B 7.4.2"]
[null,"000338","Current","Twin Element Electricity Metering Equipment","11:8F","00:00","05","01","00:07:04:02","SMETS V4.2","GBCS Version 3.2","[E] 1433053936-2958","Security Characteristics version 1.2","2023-08-30",2241,"CTT 3.1","ZIG19100ZSE12866-24","ZigBee Smart Energy Standard 1.4","Aclara","0C:39:84:21:DD:13:07:5F:6A:89:40:9C:36:C3:3C:53:70:93:2D:8D:C2:01:F1:15:08:FE:D9:45:20:A5:E9:34","Complete Image for SGM1422B 7.4.2"]
[null,"000339","Current","Pre-Payment Interface Device","10:E0","00:03","05","00","00:02:07:00","SMETS V1.2","GBCS Version 0.0",""]
[null,"000340","Current","Single Element Electricity Metering Equipment","10:63","00:05","02","02","38:03:13:02","SMETS V2.0","GBCS Version 1.1","[E] NCSC1433053936-1497","Security Characteristics version 1.2","2024-05-29","2338","CTT 3.1","ZIG20033ZSE12915-24 ","ZigBee Smart Energy Standard 1.4","Landis+Gyr","00:F5:92:03:E7:26:95:EA:AC:F9:8A:28:10:6E:B3:57:A2:BB:4D:40:3A:EB:8D:35:77:17:60:B3:16:6F:9F:58","Fragment 1 of 1 of FW version 38.03.13.02"]
[null,"000341","Current","Single Element Electricity Metering Equipment","10:63","00:05","02","03","38:03:13:02","SMETS V2.0","GBCS Version 1.1","[E] NCSC1433053936-1497","Security Characteristics version 1.2","2024-05-29","2338","CTT 3.1","ZIG20040ZSE12922-24 ","ZigBee Smart Energy Standard 1.4","Landis+Gyr","00:F5:92:03:E7:26:95:EA:AC:F9:8A:28:10:6E:B3:57:A2:BB:4D:40:3A:EB:8D:35:77:17:60:B3:16:6F:9F:58","Fragment 1 of 1 of FW version 38.03.13.02"]
[null,"000342","Current","Gas Smart Meter","11:92","11:11","11","11","01:AF:00:C0","SMETS V2.0","GBCS Version 1.1","[E] 1433053936-2163","Security Characteristics version 1.2","2024-12-20",null,null,"ZIG19042ZSE12808-24","ZigBee Smart Energy Standard 1.2b","George Wilson Industries Ltd","0F:68:84:2B:54:1E:A8:9E:A2:D5:CC:62:8A:C7:4F:E6:5C:5B:C5:B7:A5:5E:A0:A9:33:78:8F:F8:D2:B5:E1:AD","Complete Image"]
[null,"000343","Current","Gas Smart Meter","11:92","11:11","12","11","01:AF:00:C0","SMETS V2.0","GBCS Version 1.1","[E] 1433053936-2163","Security Characteristics version 1.2","2024-12-20",null,null,"ZIG19042ZSE12808-24","ZigBee Smart Energy Standard 1.2b","George Wilson Industries Ltd","0F:68:84:2B:54:1E:A8:9E:A2:D5:CC:62:8A:C7:4F:E6:5C:5B:C5:B7:A5:5E:A0:A9:33:78:8F:F8:D2:B5:E1:AD","Complete Image"]
[null,"000344","Current","Single Element Electricity Metering Equipment","10:63","00:03","02","01","24:03:13:02","SMETS V2.0","GBCS Version 1.1","[R] NCSC-1433053936-4088","Security Characteristics version 1.2","2024-04-11","2337","CTT 3.1","ZIG20042ZSE12924-24 ","ZigBee Smart Energy Standard 1.4","Landis+Gyr","34:47:66:C8:A7:50:EF:1D:FE:89:6F:A7:67:7F:78:13:5E:97:F1:F0:8B:D7:C0:69:29:ED:3F:B7:5E:5F:71:5F","Fragment 1 of 1 of FW version 24.03.13.02"]
[null,"000345","Current","Single Element Electricity Metering Equipment","10:63","00:03","02","02","24:03:13:02","SMETS V2.0","GBCS Version 1.1","[R] NCSC-1433053936-4088","Security Characteristics version 1.2","2024-04-11","2337","CTT 3.1","ZIG20037ZSE12919-24 ","ZigBee Smart Energy Standard 1.4","Landis+Gyr","34:47:66:C8:A7:50:EF:1D:FE:89:6F:A7:67:7F:78:13:5E:97:F1:F0:8B:D7:C0:69:29:ED:3F:B7:5E:5F:71:5F","Fragment 1 of 1 of FW version 24.03.13.02"]
[null,"000346","Current","Gas Smart Meter","10:28","C9:01","A5","00","01:09:AC:00","SMETS V2.0","GBCS Version 1.1","[E] 1433053936-3157","Security Characteristics version 1.2","2026-05-20",null,null,"ZIG20012ZSE12894-24","ZigBee Smart Energy Standard 1.2b","Itron","61:52:5E:E6:2B:67:8C:B4:45:37:D3:CE:2A:14:AB:9E:84:FA:53:75:76:0F:36:3C:9D:D7:DB:A0:21:8F:BA:F6","Complete Image"]
[null,"000347","Current","Single Element Electricity Metering Equipment","10:31","A0:A1","01","3D","05:00:00:00","SMETS V4.2","GBCS Version 3.2","[E] NCSC-1433053936-2889","Security Characteristics version 1.2","19/12/2025","2348","CTT 3.1","ZIG20024ZSE12906-24 ","ZigBee Smart Energy Standard 1.4","Secure Meters (UK) Limited","EB:6E:C0:8A:A1:22:F7:7E:44:D1:61:07:4A:6C:D8:10:68:64:CF:AA:84:FF:5A:80:90:5D:1A:F4:7A:FC:12:B9","Complete Image"]
[null,"000348","Current","Gas Smart Meter","10:31","B0:A1","01","44","05:00:00:00","SMETS V4.2","GBCS Version 3.2","[E] NCSC-1433053936-2890","Security Characteristics version 1.2","19/12/2025",null,null,"ZIG20025ZSE12907-24 ","ZigBee Smart Energy Standard 1.4","Secure Meters (UK) Limited","34:3C:39:64:07:63:E5:FA:09:56:75:F4:75:2D:4A:35:BE:74:51:79:DA:DB:36:9F:85:95:10:07:D2:B4:8B:BE","Complete Image"]
[null,"000349","Current","Gas Smart Meter","10:57","05:75","01","01","00:02:02:11","SMETS V2.0","GBCS Version 1.1","[E] GSME1433053936-1943","Security Characteristics version 1.2","14/02/2024",null,null,"ZIG20023ZSE12905-24","ZigBee Smart Energy Standard 1.2b","Elster GmbH | Honeywell","FB:88:DA:E9:BA:FC:92:1C:ED:F7:7E:CE:4B:C3:1C:E7:20:6A:8B:FE:ED:03:05:A0:E3:7A:8F:26:2C:FA:82:BF"]
[null,"000350","Current","Gas Smart Meter","10:57","05:75","01","02","00:02:02:11","SMETS V2.0","GBCS Version 1.1","[E] GSME1433053936-1943","Security Characteristics version 1.2","14/02/2024",null,null,"ZIG20023ZSE12905-24","ZigBee Smart Energy Standard 1.2b","Elster GmbH | Honeywell","FB:88:DA:E9:BA:FC:92:1C:ED:F7:7E:CE:4B:C3:1C:E7:20:6A:8B:FE:ED:03:05:A0:E3:7A:8F:26:2C:FA:82:BF"]
[null,"000351","Current","Pre-Payment Interface Device","11:28","00:03","01","02","80:4B:00:00","SMETS V2.0","GBCS Version 1.1","","Not Relevant",null,null,null,"ZIG18094ZSE12717-24","ZigBee Smart Energy Standard 1.2b"]
[null,"000352","Current","Single Element Electricity Metering Equipment","10:6C","10:E1","A1","00","03:14:B6:00","SMETS V4.2","GBCS Version 3.2","[R] NCSC-1433053936-4165","Security Characteristics version 1.2","2024-06-22","1837","CTT 3.0","ZIG19069ZSE12835-24","ZigBee Smart Energy Standard 1.2b","EDMI Europe Ltd","D6:4C:D3:02:31:9D:DB:70:97:FE:41:A8:9F:C9:16:52:C8:C4:D3:6B:77:E6:9F:FD:10:7C:89:37:1E:E8:19:D6","Complete Image"]
[null,"000353","Current","Single Element Electricity Metering Equipment","10:6C","10:E2","A1","00","03:14:B6:00","SMETS V4.2","GBCS Version 3.2","[R] NCSC-1433053936-4165","Security Characteristics version 1.2","2024-06-22","1974","CTT 3.0","ZIG19092ZSE12858-24","ZigBee Smart Energy Standard 1.2b","EDMI Europe Ltd","D6:4C:D3:02:31:9D:DB:70:97:FE:41:A8:9F:C9:16:52:C8:C4:D3:6B:77:E6:9F:FD:10:7C:89:37:1E:E8:19:D6","Complete Image"]
[null,"000354","Current","Gas Smart Meter","10:6C","10:F2","A1","00","03:09:B6:00","SMETS V4.2","GBCS Version 3.2","[E] NCSC-1433053936-2810","Security Characteristics version 1.2","2024-10-11",null,null,"ZIG20030ZSE12912-24","ZigBee Smart Energy Standard 1.4","EDMI Europe Ltd","73:5D:CD:64:88:7C:BF:F7:73:D1:84:33:91:59:7C:60:A5:F8:26:B5:28:4E:39:A5:1E:D8:4D:3B:20:AC:14:14","Complete Image"]
[null,"000355","Current","Gas Smart Meter","10:63","47:72","01","01","03:03:32:51","SMETS V4.2","GBCS Version 3.2","[R] NCSC-1433053936-4144","Security Characteristics version 1.2","2024-06-24",null,null,"ZIG20036ZSE12918-24","ZigBee Smart Energy Standard 1.4","Landis+Gyr","D8:1B:47:D2:82:D3:2A:B4:76:31:E8:F5:EC:7D:8E:A3:6E:47:5B:70:6F:A2:D1:2A:41:1E:8C:15:8C:D3:5F:AB","whole image"]
[null,"000356","Current","Single Element Electricity Metering Equipment","10:6C","12:E2","A1","00","03:14:B6:00","SMETS V4.2","GBCS Version 3.2","[R] NCSC-1433053936-4165","Security Characteristics version 1.2","2024-06-22","2260","CTT 3.1","ZIG19107ZSE12873-24","ZigBee Smart Energy Standard 1.2b","EDMI Europe Ltd","D6:4C:D3:02:31:9D:DB:70:97:FE:41:A8:9F:C9:16:52:C8:C4:D3:6B:77:E6:9F:FD:10:7C:89:37:1E:E8:19:D6","Complete Image"]
[null,"000357","Current","Pre-Payment Interface Device","10:E0","00:0B","01","00","00:02:00:02","SMETS V4.2","GBCS Version 3.2","","Not Relevant",null,null,null,"ZIG20060ZSE12942-24","ZigBee Smart Energy Standard 1.4"]
[null,"000358","Current","Pre-Payment Interface Device","10:E0","00:09","01","00","00:02:00:02","SMETS V4.2","GBCS Version 3.2","","Not Relevant",null,null,null,"ZIG20061ZSE12943-24","ZigBee Smart Energy Standard 1.4"]
[null,"000359","Current","Pre-Payment Interface Device","10:E0","00:0E","00","01","00:02:00:02","SMETS V4.2","GBCS Version 3.2","","Not Relevant",null,null,null,"ZIG20064ZSE12946-24","ZigBee Smart Energy Standard 1.4"]
[null,"000360","Current","Polyphase Electricity Metering Equipment","11:8F","00:00","06","01","00:07:06:00","SMETS V4.2","GBCS Version 3.2","[E] 1433053936-3227","Security Characteristics version 1.2","2023-08-30",2374,"CTT 3.1","ZIG20062ZSE12944-24","ZigBee Smart Energy Standard 1.4","Aclara","A5:9A:55:5A:0B:80:9F:56:A2:C0:D2:C9:74:3B:B4:0F:43:7E:73:81:09:C0:6E:CA:B6:93:AA:2C:32:15:66:9F","Complete Image for SGM1431 7.6.00"]
[null,"000361","Current","Polyphase Electricity Metering Equipment","11:8F","00:00","07","01","00:07:06:00","SMETS V4.2","GBCS Version 3.2","[E] 1433053936-3227","Security Characteristics version 1.2","2023-08-30",2374,"CTT 3.1","ZIG20062ZSE12944-24","ZigBee Smart Energy Standard 1.4","Aclara","A5:9A:55:5A:0B:80:9F:56:A2:C0:D2:C9:74:3B:B4:0F:43:7E:73:81:09:C0:6E:CA:B6:93:AA:2C:32:15:66:9F","Complete Image for SGM1432 7.6.00"]
[null,"000362","Current","Polyphase Electricity Metering Equipment","11:8F","00:00","08","01","00:07:06:00","SMETS V4.2","GBCS Version 3.2","[E] 1433053936-3227","Security Characteristics version 1.2","2023-08-30",2374,"CTT 3.1","ZIG20062ZSE12944-24","ZigBee Smart Energy Standard 1.4","Aclara","A5:9A:55:5A:0B:80:9F:56:A2:C0:D2:C9:74:3B:B4:0F:43:7E:73:81:09:C0:6E:CA:B6:93:AA:2C:32:15:66:9F","Complete Image for SGM1433 7.6.00"]
[null,"000363","Current","Communications Hub","10:6C","43:31","00","AC","20:20:CB:22","CHTS V1.1","GBCS Version 2.0","[R] NCSC-1433053936-3918","Security Characteristics version 1.2","2029-10-31",null,null,"ZIG18027ZSE12650-24","Zigbee Smart Energy Standard 1.4","EDMI Europe Limited","02:89:A7:37:37:A0:49:F2:C3:9A:68:1A:20:01:AA:7C:91:4E:D7:CD:BF:DB:CB:36:D9:81:48:21:72:8B:BA:E2","Complete Image"]
[null,"000364","Current","Communications Hub","10:6C","43:31","00","AD","20:20:CB:22","CHTS V1.1","GBCS Version 2.0","[R] NCSC-1433053936-3918","Security Characteristics version 1.2","2029-10-31",null,null,"ZIG18055ZSE12678-24","Zigbee Smart Energy Standard 1.4","EDMI Europe Limited","02:89:A7:37:37:A0:49:F2:C3:9A:68:1A:20:01:AA:7C:91:4E:D7:CD:BF:DB:CB:36:D9:81:48:21:72:8B:BA:E2","Complete Image"]
[null,"000365","Current","Communications Hub","10:6C","43:31","00","AE","20:20:CB:22","CHTS V1.1","GBCS Version 2.0","[R] NCSC-1433053936-3918","Security Characteristics version 1.2","2029-10-31",null,null,"ZIG19091ZSE12857-24","Zigbee Smart Energy Standard 1.4","EDMI Europe Limited","02:89:A7:37:37:A0:49:F2:C3:9A:68:1A:20:01:AA:7C:91:4E:D7:CD:BF:DB:CB:36:D9:81:48:21:72:8B:BA:E2","Complete Image"]
[null,"000366","Current","Communications Hub","10:72","57:31","01","00","03:0A:00:07","CHTS V1.1","GBCS Version 2.1","[R] NCSC-1433053936-3951","Security Characteristics version 1.2","2023-11-01",null,null,"ZIG18052ZSE12675-24","ZigBee Smart Energy Standard 1.4","Wistron NeWeb Corp","78:97:B4:B0:B7:3C:5D:55:AF:FF:6B:B3:5F:C7:52:2C:10:CA:61:F4:5C:44:A9:EA:61:CE:50:D3:09:72:37:3C","Complete image"]
[null,"000367","Current","Communications Hub","10:72","57:31","01","01","03:0A:00:07","CHTS V1.1","GBCS Version 2.1","[R] NCSC-1433053936-3950","Security Characteristics version 1.2","2029-11-30",null,null,"ZIG18052ZSE12675-24","ZigBee Smart Energy Standard 1.4","Wistron NeWeb Corp","78:97:B4:B0:B7:3C:5D:55:AF:FF:6B:B3:5F:C7:52:2C:10:CA:61:F4:5C:44:A9:EA:61:CE:50:D3:09:72:37:3C","Complete image"]
[null,"000368","Current","Communications Hub","10:72","57:31","01","02","03:0A:00:07","CHTS V1.1","GBCS Version 2.1","[R] NCSC-1433053936-3950","Security Characteristics version 1.2","2029-11-30",null,null,"ZIG18052ZSE12675-24","ZigBee Smart Energy Standard 1.4","Wistron NeWeb Corp","78:97:B4:B0:B7:3C:5D:55:AF:FF:6B:B3:5F:C7:52:2C:10:CA:61:F4:5C:44:A9:EA:61:CE:50:D3:09:72:37:3C","Complete image"]
[null,"000369","Current","Pre-Payment Interface Device","11:28","00:03","01","02","80:4F:00:00","SMETS V2.0","GBCS Version 1.1","","Not Relevant",null,null,null,"ZIG18094ZSE12717-24","ZigBee Smart Energy Standard 1.2b"]
[null,"000370","Current","Gas Smart Meter","11:92","11:11","11","11","01:B2:00:C0","SMETS V2.0","GBCS Version 1.1","[E] 1433053936-2163","Security Characteristics version 1.2","2024-12-20",null,null,"ZIG19042ZSE12808-24","ZigBee Smart Energy Standard 1.2b","George Wilson Industries Ltd","5C:A4:F8:AB:7D:B2:AB:ED:81:96:57:50:D2:8F:92:17:B7:CB:1B:CA:4F:D5:84:28:4F:6E:5E:AC:E5:7E:36:C3","Complete Image"]
[null,"000371","Current","Gas Smart Meter","11:92","11:11","12","11","01:B2:00:C0","SMETS V2.0","GBCS Version 1.1","[E] 1433053936-2163","Security Characteristics version 1.2","2024-12-20",null,null,"ZIG19042ZSE12808-24","ZigBee Smart Energy Standard 1.2b","George Wilson Industries Ltd","5C:A4:F8:AB:7D:B2:AB:ED:81:96:57:50:D2:8F:92:17:B7:CB:1B:CA:4F:D5:84:28:4F:6E:5E:AC:E5:7E:36:C3","Complete Image"]
[null,"000372","Current","Communications Hub","10:72","57:32","01","01","01:0D:00:02","CHTS V1.1","GBCS Version 2.1","[E] NCSC-1433053936-1910","Security Characteristics version 1.3","2024-10-18",null,null,"ZIG20054ZSE12936-24","ZigBee Smart Energy Standard 1.4","Wistron NeWeb Corp","EF:F7:12:D1:6C:B8:E4:61:47:1A:1E:67:6C:FF:B2:A1:D0:D7:12:6B:79:7D:41:70:C8:F0:95:FD:49:4F:3D:47","Complete image"]
[null,"000373","Current","Single Element Electricity Metering Equipment","10:28","D7:00","01","03","04:9B:05:09","SMETS V4.2","GBCS Version 3.2","[R] NCSC-1433053936-4226","Security Characteristics version 1.2","2024-09-25",2405,"CTT 3.1","ZIG20057ZSE12939-24","ZigBee Smart Energy Standard 1.4","ITRON","1B:FC:4B:20:01:24:92:0F:43:19:CF:DA:0A:C6:80:3A:4E:2C:A3:75:C3:FD:87:45:F4:37:6D:D3:8D:94:C1:5A"]
[null,"000374","Current","Single Element Electricity Metering Equipment","10:28","D7:00","01","03","05:15:05:09","SMETS V4.2","GBCS Version 3.2","[R] NCSC-1433053936-4226","Security Characteristics version 1.2","2024-09-25",2405,"CTT 3.1","ZIG20057ZSE12939-24","ZigBee Smart Energy Standard 1.4","ITRON","45:87:EB:75:19:DE:A8:87:30:8A:15:C1:7F:82:32:D2:1D:54:AD:7F:54:92:DE:5A:2D:52:E9:68:D4:09:0A:7E"]
[null,"000375","Current","Single Element Electricity Metering Equipment","10:28","D7:00","01","05","04:9B:05:09","SMETS V4.2","GBCS Version 3.2","[R] NCSC-1433053936-4226","Security Characteristics version 1.2","2024-09-25",2405,"CTT 3.1","ZIG20057ZSE12939-24","ZigBee Smart Energy Standard 1.4","ITRON","1B:FC:4B:20:01:24:92:0F:43:19:CF:DA:0A:C6:80:3A:4E:2C:A3:75:C3:FD:87:45:F4:37:6D:D3:8D:94:C1:5A"]
[null,"000376","Current","Single Element Electricity Metering Equipment","10:28","D7:00","01","05","05:15:05:09","SMETS V4.2","GBCS Version 3.2","[R] NCSC-1433053936-4226","Security Characteristics version 1.2","2024-09-25",2405,"CTT 3.1","ZIG20057ZSE12939-24","ZigBee Smart Energy Standard 1.4","ITRON","45:87:EB:75:19:DE:A8:87:30:8A:15:C1:7F:82:32:D2:1D:54:AD:7F:54:92:DE:5A:2D:52:E9:68:D4:09:0A:7E"]
[null,"000377","Current","Communications Hub","10:31","C7:A1","02","01","C7:A1:00:01","SMETS V1.2","GBCS Version 0.0",""]
[null,"000378","Current","Single Element Electricity Metering Equipment","10:31","C0:A1","01","02","C0:A1:00:01","SMETS V1.2","GBCS Version 0.0",""]
[null,"000379","Current","Gas Smart Meter","10:31","C4:A1","05","01","C4:A1:00:01","SMETS V1.2","GBCS Version 0.0",""]
[null,"000380","Current","Pre-Payment Interface Device","10:31","C6:A2","02","01","C6:A2:00:01","SMETS V1.2","GBCS Version 0.0",""]
[null,"000381","Current","Communications Hub","10:6C","43:32","00","CD","20:C0:C7:60","CHTS V1.1","GBCS Version 2.0","[E] 1433053936-2188","Security Characteristics version 1.3","2025-01-16",null,null,"ZIG20028ZSE12910-24","ZigBee Smart Energy Standard 1.4","EDMI Europe Limited","DE:DD:D6:38:46:31:F4:9C:C6:8C:93:51:0C:16:66:5F:5E:11:86:76:F4:06:1F:C7:49:6F:A2:4F:43:6A:E9:FE","Complete Image"]
[null,"000382","Current","Pre-Payment Interface Device","10:E0","00:02","00","02","00:01:12:00","SMETS V1.2","GBCS Version 0.0",""]
[null,"000383","Current","Communications Hub","11:8F","11:01","10","11","00:03:03:0D","SMETS V1.2","GBCS Version 0.0","",null,null,null,null,null,null,"Aclara","43:51:D4:0B:04:78:1E:82:77:79:95:27:47:56:21:E8:15:09:9D:BC:68:EC:E9:69:23:8E:C0:78:A3:70:D1:D8","Complete Image"]
[null,"000384","Current","Single Element Electricity Metering Equipment","11:8F","00:02","02","00","00:03:03:06","SMETS V1.2","GBCS Version 0.0","",null,null,null,null,null,null,"Aclara","B6:1C:57:22:EF:B7:3C:AF:48:9F:4A:45:13:A3:0C:B5:44:A5:CE:35:AB:C0:EB:75:A4:E6:33:6C:B3:FC:B9:A3","Complete Image"]
[null,"000385","Current","Gas Smart Meter","10:15","09:B3","1F","00","24:03:06:2A","SMETS V1.2","GBCS Version 0.0","",null,null,null,null,null,null,"Flonidan","08:74:80:0C:D9:C2:DE:26:8B:0C:AE:2F:4B:BC:42:A6:B1:3D:09:9D:A3:9E:85:39:05:F4:76:0D:22:E2:B3:DE","Complete Image"]
[null,"000386","Current","Single Element Electricity Metering Equipment","11:8F","00:00","03","01","00:07:06:02","SMETS V4.2","GBCS Version 3.2","[E] 1433053936-2958","Security Characteristics version 1.2","2023-08-30",2241,"CTT 3.1","ZIG19017ZSE12783-24","ZigBee Smart Energy Standard 1.4","Aclara","51:F3:B5:7A:C7:38:4E:E9:FE:4B:C2:21:AF:DB:54:68:EF:10:71:47:9D:65:0A:61:A2:33:7A:48:0C:B4:18:06","Complete Image for SGM1415 07.6.02"]
[null,"000387","Current","Single Element Electricity Metering Equipment","11:8F","00:00","04","01","00:07:06:02","SMETS V4.2","GBCS Version 3.2","[E] 1433053936-2958","Security Characteristics version 1.2","2023-08-30",2241,"CTT 3.1","ZIG19017ZSE12783-24","ZigBee Smart Energy Standard 1.4","Aclara","51:F3:B5:7A:C7:38:4E:E9:FE:4B:C2:21:AF:DB:54:68:EF:10:71:47:9D:65:0A:61:A2:33:7A:48:0C:B4:18:06","Complete Image for SGM1416 07.6.02"]
[null,"000388","Current","Polyphase Electricity Metering Equipment","11:8F","00:00","06","01","00:07:06:02","SMETS V4.2","GBCS Version 3.2","[E] 1433053936-3227","Security Characteristics version 1.2","2023-08-30",2374,"CTT 3.1","ZIG20062ZSE12944-24","ZigBee Smart Energy Standard 1.4","Aclara","51:F3:B5:7A:C7:38:4E:E9:FE:4B:C2:21:AF:DB:54:68:EF:10:71:47:9D:65:0A:61:A2:33:7A:48:0C:B4:18:06","Complete Image for SGM1431 7.6.02"]
[null,"000389","Current","Polyphase Electricity Metering Equipment","11:8F","00:00","07","01","00:07:06:02","SMETS V4.2","GBCS Version 3.2","[E] 1433053936-3227","Security Characteristics version 1.2","2023-08-30",2374,"CTT 3.1","ZIG20062ZSE12944-24","ZigBee Smart Energy Standard 1.4","Aclara","51:F3:B5:7A:C7:38:4E:E9:FE:4B:C2:21:AF:DB:54:68:EF:10:71:47:9D:65:0A:61:A2:33:7A:48:0C:B4:18:06","Complete Image for SGM1432 7.6.02"]
[null,"000390","Current","Polyphase Electricity Metering Equipment","11:8F","00:00","08","01","00:07:06:02","SMETS V4.2","GBCS Version 3.2","[E] 1433053936-3227","Security Characteristics version 1.2","2023-08-30",2374,"CTT 3.1","ZIG20062ZSE12944-24","ZigBee Smart Energy Standard 1.4","Aclara","51:F3:B5:7A:C7:38:4E:E9:FE:4B:C2:21:AF:DB:54:68:EF:10:71:47:9D:65:0A:61:A2:33:7A:48:0C:B4:18:06","Complete Image for SGM1433 7.6.02"]
[null,"000391","Current","Single Element Electricity Metering Equipment","11:8F","00:00","02","07","00:07:06:02","SMETS V4.2","GBCS Version 3.2","[E] 1433053936-2958","Security Characteristics version 1.2","2023-08-30",1924,"CTT 3.1","ZIG19017ZSE12783-24","ZigBee Smart Energy Standard 1.4","Aclara","51:F3:B5:7A:C7:38:4E:E9:FE:4B:C2:21:AF:DB:54:68:EF:10:71:47:9D:65:0A:61:A2:33:7A:48:0C:B4:18:06","Complete Image for SGM1411 07.6.02"]
[null,"000392","Current","Single Element Electricity Metering Equipment","11:8F","00:00","01","07","00:07:06:02","SMETS V4.2","GBCS Version 3.2","[E] 1433053936-2958","Security Characteristics version 1.2","2023-08-30",1830,"CTT 3.0","ZIG19017ZSE12783-24","ZigBee Smart Energy Standard 1.4","Aclara","51:F3:B5:7A:C7:38:4E:E9:FE:4B:C2:21:AF:DB:54:68:EF:10:71:47:9D:65:0A:61:A2:33:7A:48:0C:B4:18:06","Complete Image for SGM1412 07.6.02"]
[null,"000393","Current","Single Element Electricity Metering Equipment","11:8F","00:00","01","00","00:07:06:02","SMETS V4.2","GBCS Version 3.2","[E] 1433053936-2958","Security Characteristics version 1.2","2023-08-30",1830,"CTT 3.0","ZIG19017ZSE12783-24","ZigBee Smart Energy Standard 1.4","Aclara","51:F3:B5:7A:C7:38:4E:E9:FE:4B:C2:21:AF:DB:54:68:EF:10:71:47:9D:65:0A:61:A2:33:7A:48:0C:B4:18:06","Complete Image for SGM1412 07.6.02"]
[null,"000394","Current","Pre-Payment Interface Device","10:90","00:03","01","00","10:21:09:00","SMETS V1.2","GBCS Version 0.0",""]
[null,"000395","Current","Pre-Payment Interface Device","10:90","00:03","01","00","10:21:09:49","SMETS V1.2","GBCS Version 0.0",""]
[null,"000396","Current","Gas Smart Meter","10:57","05:74","01","01","00:00:50:89","SMETS V1.2","GBCS Version 0.0","",null,null,null,null,null,null,"Honeywell","D5:BB:66:E5:6F:C6:EA:EB:22:07:F3:E4:30:73:D8:CA:3D:54:23:D5:10:31:86:8C:97:A4:EF:BF:37:19:8D:74","Complete image"]
[null,"000397","Current","Gas Smart Meter","10:15","09:B3","1F","00","22:03:06:29","SMETS V1.2","GBCS Version 0.0","",null,null,null,null,null,null,"Flonidan","E0:23:F3:2D:5C:4E:5C:8C:06:C7:94:5F:1D:46:A2:EA:F4:79:09:48:39:54:87:C2:F1:61:F9:84:F6:54:F4:68","Complete Image"]
[null,"000398","Current","Pre-Payment Interface Device","10:90","00:07","01","00","04:07:07:00","SMETS V4.2","GBCS Version 3.2","","Not Relevant",null,null,null,"ZIG20022ZSE12904-24","ZigBee Smart Energy Standard 1.4"]
[null,"000399","Current","Pre-Payment Interface Device","10:E0","00:03","05","00","00:00:04:04","SMETS V1.2","GBCS Version 0.0",""]
[null,"000400","Current","Pre-Payment Interface Device","10:E0","00:03","05","00","00:00:05:01","SMETS V1.2","GBCS Version 0.0",""]
[null,"000401","Current","Pre-Payment Interface Device","10:E0","00:01","01","00","00:00:00:07","SMETS V1.2","GBCS Version 0.0",""]
[null,"000402","Current","Pre-Payment Interface Device","10:E0","00:01","01","00","00:00:00:0B","SMETS V1.2","GBCS Version 0.0",""]
[null,"000403","Current","Pre-Payment Interface Device","10:E0","00:01","01","00","00:00:00:0E","SMETS V1.2","GBCS Version 0.0",""]
[null,"000404","Current","Pre-Payment Interface Device","10:E0","00:01","01","00","00:00:00:0F","SMETS V1.2","GBCS Version 0.0",""]
[null,"000405","Current","Pre-Payment Interface Device","10:E0","00:01","01","00","00:01:01:00","SMETS V1.2","GBCS Version 0.0",""]
[null,"000406","Current","Pre-Payment Interface Device","10:E0","00:01","01","00","00:02:03:00","SMETS V1.2","GBCS Version 0.0",""]
[null,"000407","Current","Pre-Payment Interface Device","10:E0","00:03","05","00","00:02:08:00","SMETS V1.2","GBCS Version 0.0",""]
[null,"000408","Current","Pre-Payment Interface Device","10:E0","00:03","05","00","00:02:0A:00","SMETS V1.2","GBCS Version 0.0",""]
[null,"000409","Current","Pre-Payment Interface Device","11:28","00:03","01","02","FF:67:00:00","SMETS V1.2","GBCS Version 0.0",""]
[null,"000410","Current","Pre-Payment Interface Device","11:28","00:03","01","02","FF:6F:00:00","SMETS V1.2","GBCS Version 0.0",""]
[null,"000411","Current","Pre-Payment Interface Device","11:28","00:03","01","02","FF:73:00:00","SMETS V1.2","GBCS Version 0.0",""]
[null,"000412","Current","Pre-Payment Interface Device","11:28","00:03","01","02","00:5B:00:00","SMETS V1.2","GBCS Version 0.0",""]
[null,"000413","Current","Pre-Payment Interface Device","11:28","00:03","01","02","00:87:00:00","SMETS V1.2","GBCS Version 0.0",""]
[null,"000414","Current","Pre-Payment Interface Device","11:28","00:03","01","02","00:AF:00:00","SMETS V1.2","GBCS Version 0.0",""]
[null,"000415","Current","Communications Hub","10:86","55:31","04","00","0C:23:00:00","CHTS V1.1","GBCS Version 2.1","[E] 1433053936-2202","Security Characteristics version 1.3","2025-01-21",null,null,"ZIG20043ZSE12925-24 \n","ZigBee Smart Energy Standard 1.4","TOS","31:3C:B2:86:B1:D8:72:D9:A7:04:12:BF:AD:FE:C5:5E:78:89:93:B8:07:CB:3C:EE:21:1A:74:5D:3D:32:5D:BF"]
[null,"000416","Current","Communications Hub","10:86","55:32","04","00","0C:23:00:00","CHTS V1.1","GBCS Version 2.1","[E] 1433053936-2202","Security Characteristics version 1.3","2025-01-21",null,null,"ZIG20044ZSE12926-24\n\n","ZigBee Smart Energy Standard 1.4","TOS","31:3C:B2:86:B1:D8:72:D9:A7:04:12:BF:AD:FE:C5:5E:78:89:93:B8:07:CB:3C:EE:21:1A:74:5D:3D:32:5D:BF"]
[null,"000417","Current","Communications Hub","10:86","55:34","04","00","0C:23:00:00","CHTS V1.1","GBCS Version 2.1","[E] 1433053936-2202","Security Characteristics version 1.3","2025-01-21",null,null,"ZIG20045ZSE12927-24 ","ZigBee Smart Energy Standard 1.4","TOS","31:3C:B2:86:B1:D8:72:D9:A7:04:12:BF:AD:FE:C5:5E:78:89:93:B8:07:CB:3C:EE:21:1A:74:5D:3D:32:5D:BF"]
[null,"000418","Current","Pre-Payment Interface Device","10:90","00:08","01","00","05:07:01:00","SMETS V4.2","GBCS Version 3.2","","Not Relevant",null,null,null,"ZIG20039ZSE12921-24","ZigBee Smart Energy Standard 1.4"]
[null,"000419","Current","Single Element Electricity Metering Equipment","11:25","31:32","41","31","12:09:97:16","SMETS V2.0","GBCS Version 1.1","[R] NCSC-1433053936-4379","Security Characteristics version 1.2","2030-03-12","1911","CTT 3.1","ZIG19031ZSE12797-24","ZigBee Smart Energy Standard 1.2b","Kaifa","54:DD:17:9B:44:A2:63:5C:9C:96:A6:D4:2D:DC:E5:19:3C:42:D2:B3:90:7A:56:AE:EC:E9:C6:EF:B5:D7:67:D1"]
[null,"000420","Current","Single Element Electricity Metering Equipment","11:25","31:33","43","30","12:09:97:16","SMETS V2.0","GBCS Version 1.1","[R] NCSC-1433053936-4379","Security Characteristics version 1.2","2030-03-12","2208","CTT 3.1","ZIG19031ZSE12797-24","ZigBee Smart Energy Standard 1.2b","Kaifa","54:DD:17:9B:44:A2:63:5C:9C:96:A6:D4:2D:DC:E5:19:3C:42:D2:B3:90:7A:56:AE:EC:E9:C6:EF:B5:D7:67:D1"]
[null,"000421","Current","Pre-Payment Interface Device","10:E0","00:0C","00","01","00:01:03:02","SMETS V4.2","GBCS Version 3.2","","Not Relevant",null,null,null,"ZIG20077ZSE12959-24","ZigBee Smart Energy Standard 1.4"]
[null,"000422","Current","HAN Connected Auxiliary Load Control Switch","11:9A","00:01","02","2A","01:00:00:09","SMETS V4.2","GBCS Version 3.2","[E] NCSC-1433053936-3339","Security Characteristics version 1.2","2026-09-20",null,null,"ZIG20072ZSE12954-24","ZigBee Smart Energy Standard 1.4"]
[null,"000423","Current","Pre-Payment Interface Device","10:E0","00:03","05","00","00:02:05:00","SMETS V1.2","GBCS Version 0.0",""]
[null,"000424","Current","Pre-Payment Interface Device","10:E0","00:01","01","00","00:00:00:09","SMETS V1.2","GBCS Version 0.0",""]
[null,"000425","Current","Pre-Payment Interface Device","10:90","00:07","01","00","01:17:00:01","SMETS V1.2","GBCS Version 0.0",""]
[null,"000426","Current","Pre-Payment Interface Device","10:90","00:07","01","00","04:04:00:01","SMETS V1.2","GBCS Version 0.0",""]
[null,"000427","Current","Pre-Payment Interface Device","10:90","00:07","01","00","01:14:00:01","SMETS V1.2","GBCS Version 0.0",""]
[null,"000428","Current","Communications Hub","10:57","01:10","00","07","2E:DB:F7:07","SMETS V1.2","GBCS Version 0.0","",null,null,null,null,null,null,"Honeywell","D3:0F:F8:6E:F1:7E:10:62:76:5A:3C:E2:5A:76:A3:8C:4D:48:20:87:AB:91:71:41:74:23:5E:9E:A7:A5:56:94","Complete image"]
[null,"000429","Current","Communications Hub","10:57","01:10","00","07","2E:DB:E5:07","SMETS V1.2","GBCS Version 0.0","",null,null,null,null,null,null,"Honeywell","FE:6F:D2:9B:EC:80:CC:C9:B7:17:97:F2:4E:C4:6F:37:C1:D0:B7:B4:FE:ED:24:CB:F7:F8:F1:A7:94:8C:29:11","Complete image"]
[null,"000430","Current","Pre-Payment Interface Device","10:E0","00:08","08","00","00:03:00:00","SMETS V4.2","GBCS Version 3.2","","Not Relevant",null,null,null,"ZIG20078ZSE12960-24","ZigBee Smart Energy Standard 1.4"]
[null,"000431","Current","Pre-Payment Interface Device","10:E0","00:0F","00","01","00:01:00:00","SMETS V4.2","GBCS Version 3.2","","Not Relevant",null,null,null,"ZIG20079ZSE12961-24","ZigBee Smart Energy Standard 1.4"]
[null,"000432","Current","Gas Smart Meter","10:6C","10:F2","A1","00","03:09:B6:10","SMETS V4.2","GBCS Version 3.2","[E] NCSC-1433053936-2810","Security Characteristics version 1.2","2024-10-11",null,null,"ZIG20030ZSE12912-24","ZigBee Smart Energy Standard 1.4","EDMI Europe Ltd","D1:AC:82:C4:6A:70:B6:3C:F3:F4:4C:50:9F:19:5B:E9:F4:0A:70:53:58:69:16:F6:13:41:D9:8B:13:B2:5E:EC","Complete Image"]
[null,"000433","Current","Single Element Electricity Metering Equipment","10:57","00:00","02","01","09:02:40:07","SMETS V4.2","GBCS Version 3.2","[R] NCSC-1433053936-4225","Security Characteristics version 1.2","2024-12-18",2310,"CTT 3.1","ZIG20085ZSE12967-24","ZigBee Smart Energy Standard 1.4","Elster Metering Ltd","FA:1B:C9:95:B0:D7:19:39:15:55:1F:49:2C:CF:4F:34:64:AF:8A:52:8A:B5:43:50:EA:D9:93:4C:89:75:A6:B9","Complete Image"]
[null,"000434","Current","Gas Smart Meter","10:28","C9:01","A5","00","03:09:B6:00","SMETS V4.2","GBCS Version 3.2","[E] 1433053936-3157","Security Characteristics version 1.2","2026-05-20",null,null,"ZIG20056ZSE12938-24","ZigBee Smart Energy Standard 1.4","ITRON","B7:38:5B:A1:4F:BA:ED:D9:C2:67:2B:A2:25:F4:22:D9:39:3F:D0:95:7E:38:35:3E:E7:FA:C5:D8:5C:44:31:DC","Complete image"]
[null,"000435","Current","Single Element Electricity Metering Equipment","10:63","00:05","02","03","38:04:01:06","SMETS V4.2","GBCS Version 3.2","[E] 1433053936-1497","Security Characteristics version 1.2","2024-05-29","2429","CTT 3.1","ZIG20071ZSE12953-24","ZigBee Smart Energy Standard 1.4","Landis+Gyr","B7:D1:18:B7:03:0C:E6:7D:9C:E4:38:16:E3:9B:8F:78:4D:B1:18:28:88:51:3A:CA:B6:9B:81:26:E4:01:6B:1E","Fragment 1 of 1 of FW version 38.04.01.06"]
[null,"000436","Current","Gas Smart Meter","10:63","47:82","01","01","15:01:51:31","SMETS V4.2","GBCS Version 3.2","[E] 1433053936-3439","Security Characteristics version 1.2","2026-11-03",null,null,"ZIG20075ZSE12957-24 ","ZigBee Smart Energy Standard 1.4","Landis+Gyr","9B:7D:51:5D:0F:01:76:FE:1A:AC:21:1B:18:62:E5:E7:26:50:2D:4B:65:B0:81:BE:ED:F9:03:BB:DF:AB:BE:65","whole image"]
[null,"000437","Current","Gas Smart Meter","11:92","11:11","11","11","01:C0:00:D0","SMETS V4.2","GBCS Version 3.2","[E] 1433053936-2163","Security Characteristics version 1.2","2024-12-20",null,null,"ZIG20084ZSE12966-24","ZigBee Smart Energy Standard 1.4","George Wilson Industries Ltd","20:DA:45:A4:5A:B5:5A:FF:3E:06:3D:8F:A0:AB:81:17:5C:5F:20:4A:79:A9:A8:81:C0:B0:FD:9A:A7:4A:85:73","Complete Image"]
[null,"000438","Current","Gas Smart Meter","11:92","11:11","12","11","01:C0:00:D0","SMETS V4.2","GBCS Version 3.2","[E] 1433053936-2163","Security Characteristics version 1.2","2024-12-20",null,null,"ZIG20084ZSE12966-24","ZigBee Smart Energy Standard 1.4","George Wilson Industries Ltd","20:DA:45:A4:5A:B5:5A:FF:3E:06:3D:8F:A0:AB:81:17:5C:5F:20:4A:79:A9:A8:81:C0:B0:FD:9A:A7:4A:85:73","Complete Image"]
[null,"000439","Current","Gas Smart Meter","12:3E","00:00","03","00","04:08:06:05","SMETS V4.2","GBCS Version 3.2","[E] NCSC-1433053936-3007","Security Characteristics version 1.2","19-02-2026",null,null,"ZIG19101ZSE12867-24","ZigBee Smart Energy Standard 1.4","Flonidan","9E:39:88:AB:52:C3:AC:27:C7:56:F4:B4:C8:1F:FE:F9:DD:FC:17:3E:EB:7C:0C:42:3B:5C:02:D1:D8:B8:B0:EF","Complete image"]
[null,"000440","Current","Gas Smart Meter","12:3E","00:00","09","00","04:08:06:05","SMETS V4.2","GBCS Version 3.2","[E] NCSC-1433053936-3007","Security Characteristics version 1.2","19-02-2026",null,null,"ZIG19101ZSE12867-24","ZigBee Smart Energy Standard 1.4","Flonidan","9E:39:88:AB:52:C3:AC:27:C7:56:F4:B4:C8:1F:FE:F9:DD:FC:17:3E:EB:7C:0C:42:3B:5C:02:D1:D8:B8:B0:EF","Complete image"]
[null,"000441","Current","Pre-Payment Interface Device","10:31","C6:A1","01","01","C6:A1:00:02","SMETS V1.2","GBCS Version 0.0",""]
[null,"000442","Current","Pre-Payment Interface Device","10:31","C6:A1","01","01","C6:A1:00:03","SMETS V1.2","GBCS Version 0.0",""]
[null,"000443","Current","Pre-Payment Interface Device","10:31","C6:A1","01","01","C6:A1:00:04","SMETS V1.2","GBCS Version 0.0",""]
[null,"000444","Current","Pre-Payment Interface Device","10:31","C6:A1","01","01","C6:A1:00:06","SMETS V1.2","GBCS Version 0.0",""]
[null,"000445","Current","Pre-Payment Interface Device","10:31","C6:A1","01","01","C6:A1:00:09","SMETS V1.2","GBCS Version 0.0",""]
[null,"000446","Current","Pre-Payment Interface Device","10:31","C6:A2","02","01","C6:A2:0F:FD","SMETS V1.2","GBCS Version 0.0",""]
[null,"000447","Current","Pre-Payment Interface Device","10:31","C6:A2","02","01","C6:A2:0F:FE","SMETS V1.2","GBCS Version 0.0",""]
[null,"000448","Current","Pre-Payment Interface Device","10:31","C6:A2","02","01","C6:A2:0F:FF","SMETS V1.2","GBCS Version 0.0",""]
[null,"000449","Current","Pre-Payment Interface Device","10:31","C6:A1","01","01","C6:A1:00:0B","SMETS V1.2","GBCS Version 0.0",""]
[null,"000450","Current","Pre-Payment Interface Device","10:31","C6:A3","03","01","C6:A3:00:03","SMETS V1.2","GBCS Version 0.0",""]
[null,"000451","Current","Communications Hub","10:31","C7:A1","01","01","C7:A1:00:01","SMETS V1.2","GBCS Version 0.0",""]
[null,"000452","Current","Single Element Electricity Metering Equipment","10:31","C0:A1","01","01","C0:A1:00:01","SMETS V1.2","GBCS Version 0.0",""]
[null,"000453","Current","Communications Hub","10:86","54:31","22","52","0C:24:00:00","CHTS V1.1","GBCS Version 2.1","[R] NCSC-1433053936-3917","Security Characteristics version 1.2","2029-08-24",null,null,"ZIG20050ZSE12932-24 ","ZigBee Smart Energy Standard 1.4","TOS","40:1D:84:FE:F2:AC:23:79:AE:BB:E0:23:FC:5A:80:AB:77:06:C3:06:79:D7:20:FE:B6:AA:39:BF:9E:0C:56:AE"]
[null,"000454","Current","Communications Hub","10:86","54:31","1F","52","0C:24:00:00","CHTS V1.1","GBCS Version 2.1","[R] NCSC-1433053936-3917","Security Characteristics version 1.2","2029-08-24",null,null,"ZIG20050ZSE12932-24 ","ZigBee Smart Energy Standard 1.4","TOS","40:1D:84:FE:F2:AC:23:79:AE:BB:E0:23:FC:5A:80:AB:77:06:C3:06:79:D7:20:FE:B6:AA:39:BF:9E:0C:56:AE"]
[null,"000455","Current","Communications Hub","10:86","54:32","23","52","0C:24:00:00","CHTS V1.1","GBCS Version 2.1","[R] NCSC-1433053936-3917","Security Characteristics version 1.2","2029-08-24",null,null,"ZIG20052ZSE12934-24 ","ZigBee Smart Energy Standard 1.4","TOS","40:1D:84:FE:F2:AC:23:79:AE:BB:E0:23:FC:5A:80:AB:77:06:C3:06:79:D7:20:FE:B6:AA:39:BF:9E:0C:56:AE"]
[null,"000456","Current","Communications Hub","10:86","54:32","20","52","0C:24:00:00","CHTS V1.1","GBCS Version 2.1","[R] NCSC-1433053936-3917","Security Characteristics version 1.2","2029-08-24",null,null,"ZIG20052ZSE12934-24 ","ZigBee Smart Energy Standard 1.4","TOS","40:1D:84:FE:F2:AC:23:79:AE:BB:E0:23:FC:5A:80:AB:77:06:C3:06:79:D7:20:FE:B6:AA:39:BF:9E:0C:56:AE"]
[null,"000457","Current","Communications Hub","10:86","54:34","24","52","0C:24:00:00","CHTS V1.1","GBCS Version 2.1","[R] NCSC-1433053936-3917","Security Characteristics version 1.2","2029-08-24",null,null,"ZIG20053ZSE12935-24 ","ZigBee Smart Energy Standard 1.4","TOS","40:1D:84:FE:F2:AC:23:79:AE:BB:E0:23:FC:5A:80:AB:77:06:C3:06:79:D7:20:FE:B6:AA:39:BF:9E:0C:56:AE"]
[null,"000458","Current","Communications Hub","10:86","54:34","21","52","0C:24:00:00","CHTS V1.1","GBCS Version 2.1","[R] NCSC-1433053936-3917","Security Characteristics version 1.2","2029-08-24",null,null,"ZIG20053ZSE12935-24 ","ZigBee Smart Energy Standard 1.4","TOS","40:1D:84:FE:F2:AC:23:79:AE:BB:E0:23:FC:5A:80:AB:77:06:C3:06:79:D7:20:FE:B6:AA:39:BF:9E:0C:56:AE"]
[null,"000459","Current","Pre-Payment Interface Device","10:E0","00:0D","00","01","00:00:03:00","SMETS V4.2","GBCS Version 3.2","","Not Relevant",null,null,null,"ZIG20099ZSE12981-24","ZigBee Smart Energy Standard 1.4"]
[null,"000460","Current","Communications Hub","11:8F","11:01","10","11","00:03:03:0E","SMETS V1.2","GBCS Version 0.0","",null,null,null,null,null,null,"Aclara","1D:D5:51:8D:97:7E:77:06:EE:9B:B3:7F:1C:3A:FD:18:4B:C7:0B:AE:0F:42:05:2A:D0:29:ED:53:A9:CB:8F:F4","Complete Image"]
[null,"000461","Current","Pre-Payment Interface Device","10:E0","00:09","01","00","00:02:01:00","SMETS V4.2","GBCS Version 3.2","","Not Relevant",null,null,null,"ZIG20100ZSE12982-24","ZigBee Smart Energy Standard 1.4"]
[null,"000462","Current","Polyphase Electricity Metering Equipment","10:6C","30:E5","A1","00","03:20:B7:10","SMETS V4.2","GBCS Version 3.2","[E] NCSC-1433053936-3195","Security Characteristics version 1.2","2026-06-18","2278","CTT 3.1","ZIG20032ZSE12914-24 ","ZigBee Smart Energy Standard 1.4","EDMI Europe Ltd","D3:B4:B3:1B:58:E5:B3:F0:75:4D:C1:23:C3:F0:3A:26:90:8E:FE:A0:30:F3:AC:E1:04:3B:1C:15:07:6E:B2:43","Complete Image"]
[null,"000463","Current","Single Element Electricity Metering Equipment","10:63","00:05","02","03","38:04:02:00","SMETS V4.2","GBCS Version 3.2","[E] NCSC-1433053936-1497","Security Characteristics version 1.2","2024-05-29","2470","CTT 3.1","ZIG20093ZSE12975-24","ZigBee Smart Energy Standard 1.4","Landis+Gyr","E5:81:AE:21:8C:FB:22:BE:C8:57:59:60:A6:B7:B3:CF:65:EA:2D:48:05:49:9D:6D:7F:B1:0F:DE:28:1F:1D:77","Fragment 1 of 1 of FW version 38.04.02.00"]
[null,"000464","Current","Single Element Electricity Metering Equipment","10:63","00:05","02","02","38:04:02:00","SMETS V4.2","GBCS Version 3.2","[E] NCSC-1433053936-1497","Security Characteristics version 1.2","2024-05-29","2470","CTT 3.1","ZIG20102ZSE12984-24","ZigBee Smart Energy Standard 1.4","Landis+Gyr","E5:81:AE:21:8C:FB:22:BE:C8:57:59:60:A6:B7:B3:CF:65:EA:2D:48:05:49:9D:6D:7F:B1:0F:DE:28:1F:1D:77","Fragment 1 of 1 of FW version 38.04.02.00"]
[null,"000465","Current","Pre-Payment Interface Device","10:E0","00:0E","00","01","00:02:01:00","SMETS V4.2","GBCS Version 3.2","","Not Relevant",null,null,null,"ZIG20106ZSE12988-24","ZigBee Smart Energy Standard 1.4"]
[null,"000466","Current","Single Element Electricity Metering Equipment","11:25","31:32","41","31","15:10:12:17","SMETS V4.2","GBCS Version 3.2","[R] NCSC-1433053936-4379","Security Characteristics version 1.2","2030-03-12","1911","CTT 3.1","ZIG20080ZSE12962-24","ZigBee Smart Energy Standard 1.4","Kaifa","C6:6A:A9:9F:C7:13:23:81:2C:A9:5E:8E:64:60:2B:20:46:51:B1:0B:B8:78:AD:EA:9D:B1:AB:8B:4F:4C:CF:21"]
[null,"000467","Current","Single Element Electricity Metering Equipment","11:25","31:33","43","30","15:10:12:17","SMETS V4.2","GBCS Version 3.2","[R] NCSC-1433053936-4379","Security Characteristics version 1.2","2030-03-12",2208,"CTT 3.1","ZIG20080ZSE12962-24","ZigBee Smart Energy Standard 1.4","Kaifa","C6:6A:A9:9F:C7:13:23:81:2C:A9:5E:8E:64:60:2B:20:46:51:B1:0B:B8:78:AD:EA:9D:B1:AB:8B:4F:4C:CF:21"]
[null,"000468","Current","Single Element Electricity Metering Equipment","10:63","00:03","02","01","24:04:02:00","SMETS V4.2","GBCS Version 3.2","[E] NCSC-1433053936-1497","Security Characteristics version 1.2","2024-05-29","2469","CTT 3.1","ZIG20101ZSE12983-24","ZigBee Smart Energy Standard 1.4","Landis+Gyr","11:BB:17:3E:97:E3:19:1B:3E:05:91:01:0D:96:70:D1:80:D5:47:F9:D3:13:ED:49:0C:04:CC:AB:43:5E:F4:1D","Fragment 1 of 1 of FW version 24.04.02.00"]
[null,"000469","Current","Single Element Electricity Metering Equipment","10:63","00:03","02","02","24:04:02:00","SMETS V4.2","GBCS Version 3.2","[E] NCSC-1433053936-1497","Security Characteristics version 1.2","2024-05-29","2469","CTT 3.1","ZIG20094ZSE12976-24","ZigBee Smart Energy Standard 1.4","Landis+Gyr","11:BB:17:3E:97:E3:19:1B:3E:05:91:01:0D:96:70:D1:80:D5:47:F9:D3:13:ED:49:0C:04:CC:AB:43:5E:F4:1D","Fragment 1 of 1 of FW version 24.04.02.00"]
[null,"000470","Current","Pre-Payment Interface Device","10:90","00:07","02","00","05:08:00:00","SMETS V4.2","GBCS Version 3.2","","Not Relevant",null,null,null,"ZIG21001ZSE12990-24","ZigBee Smart Energy Standard 1.4"]
[null,"000471","Current","Gas Smart Meter","10:57","05:75","01","02","00:02:0C:05","SMETS V4.2","GBCS Version 3.2","[E] GSME1433053936-1197","Security Characteristics version 1.2","13/02/2024",null,null,"ZIG20105ZSE12987-24","ZigBee Smart Energy Standard 1.4","Elster GmbH | Honeywell","6D:A7:A2:D1:5F:47:CC:96:6B:13:2F:9D:1E:C2:69:D2:7B:96:04:11:63:7E:D1:F3:0B:0C:57:B9:28:BA:1A:11"]
[null,"000472","Current","Single Element Electricity Metering Equipment","10:57","00:00","01","01","09:01:40:09","SMETS V4.2","GBCS Version 3.2","[R] NCSC-1433053936-4225","Security Characteristics version 1.2","2024-12-18","2310","CTT 3.1","ZIG20103ZSE12985-24","ZigBee Smart Energy Standard 1.4","Elster Metering Ltd","12:D6:E4:D6:F7:33:36:6D:13:2A:64:44:29:4A:52:17:AF:8E:63:15:CD:8C:33:BD:6E:88:8C:9D:31:37:CA:84","Complete Image"]
[null,"000473","Current","Single Element Electricity Metering Equipment","10:57","00:00","02","01","09:02:40:09","SMETS V4.2","GBCS Version 3.2","[R] NCSC-1433053936-4225","Security Characteristics version 1.2","2024-12-18","2310","CTT 3.1","ZIG20104ZSE12986-24","ZigBee Smart Energy Standard 1.4","Elster Metering Ltd","7D:B3:52:A5:32:33:42:42:6B:BB:40:96:47:01:95:58:41:8D:AD:39:3B:6C:7D:F4:86:E1:3E:98:AA:2C:1B:A6","Complete Image"]
[null,"000474","Current","Single Element Electricity Metering Equipment","10:57","00:00","01","01","01:35:F4:24","SMETS V4.2","GBCS Version 3.2","[R] NCSC-1433053936-4225","Security Characteristics version 1.2","2024-12-18","2310","CTT 3.1","ZIG20090ZSE12972-24","ZigBee Smart Energy Standard 1.4","Elster Metering Ltd","C2:0D:77:6A:97:08:74:6A:A4:99:61:FD:D9:AA:D9:6B:DD:01:14:2C:8B:EB:E4:11:D2:EC:9B:A1:77:95:95:C7","Complete image"]
[null,"000475","Current","Single Element Electricity Metering Equipment","10:57","00:00","02","01","02:35:F4:24","SMETS V4.2","GBCS Version 3.2","[R] NCSC-1433053936-4225","Security Characteristics version 1.2","2024-12-18","2310","CTT 3.1","ZIG20089ZSE12971-24","ZigBee Smart Energy Standard 1.4","Elster Metering Ltd","A7:CC:53:4E:26:11:34:C1:6D:B0:90:BE:C9:CD:0E:19:71:31:30:0F:F4:E9:0D:1F:19:81:60:7B:AF:8A:8D:AF","Complete image"]
[null,"000476","Current","Single Element Electricity Metering Equipment","10:57","00:00","01","01","09:01:40:07","SMETS V4.2","GBCS Version 3.2","[R] NCSC-1433053936-4225","Security Characteristics version 1.2","2024-12-18",2310,"CTT 3.1","ZIG20088ZSE12970-24","ZigBee Smart Energy Standard 1.4","Elster Metering Ltd","C0:BB:C9:98:AE:8B:E3:A1:EC:FC:E1:F8:B0:E3:AE:12:82:03:24:E9:56:99:00:20:54:0F:09:F0:D8:E3:47:26","Complete Image"]
[null,"000477","Current","Single Element Electricity Metering Equipment","10:31","A0:A1","01","3D","06:00:00:00","SMETS V4.2","GBCS Version 3.2","[E] NCSC-1433053936-2889","Security Characteristics version 1.2","19/12/2025","2348","CTT 3.1","ZIG20095ZSE12977-24 ","ZigBee Smart Energy Standard 1.4","Secure Meters (UK) Limited","B5:6C:2F:4E:06:A7:C0:F4:39:F0:DF:B0:B6:BD:15:A8:5B:C8:6F:2B:23:DE:26:06:07:0D:B4:64:46:D8:C6:2F","Complete Image"]
[null,"000478","Current","Gas Smart Meter","10:31","B0:A1","01","44","06:00:00:00","SMETS V4.2","GBCS Version 3.2","[E] NCSC-1433053936-2890","Security Characteristics version 1.2","19/12/2025",null,null,"ZIG20096ZSE12978-24 ","ZigBee Smart Energy Standard 1.4","Secure Meters (UK) Limited","E4:E8:CD:31:7C:DA:A0:3F:27:7A:A5:EF:C9:2F:02:8D:10:5C:C8:55:ED:72:08:13:12:AC:E0:69:3E:0B:B7:B0","Complete Image"]
[null,"000479","Current","Pre-Payment Interface Device","10:90","00:07","01","00","05:08:00:00","SMETS V4.2","GBCS Version 3.2","","Not Relevant",null,null,null,"ZIG21002ZSE12991-24","ZigBee Smart Energy Standard 1.4"]
[null,"000480","Current","Pre-Payment Interface Device","11:28","00:05","01","01","02:00:00:00","SMETS V4.2","GBCS Version 3.2","","Not Relevant",null,null,null,"ZIG21003ZSE12992-24","ZigBee Smart Energy Standard 1.4"]
[null,"000481","Current","Communications Hub","10:6C","43:32","00","CD","20:D0:D3:F6","CHTS V1.1","GBCS Version 2.1","[E] 1433053936-2188","Security Characteristics version 1.3","2025-01-16",null,null,"ZIG20098ZSE12980-24","ZigBee Smart Energy Standard 1.4","EDMI Europe Limited","D2:EF:0A:AB:0C:A8:CD:06:F1:F1:FB:DB:70:F6:66:F2:96:A0:0C:9F:E0:BB:9E:49:08:FD:7F:6F:56:9D:3A:6F","Complete Image"]
[null,"000482","Current","Gas Smart Meter","10:15","09:B3","32","00","13:03:0A:0A","SMETS V4.2","GBCS Version 3.2","[E] GSME1433053936-1360","Security Characteristics version 1.2","2024-04-12",null,null,"ZIG18023ZSE12646-24 ","ZigBee Smart Energy Standard 1.2a","Flonidan","62:BC:F4:6B:8D:4D:6D:37:5F:CC:41:C5:A8:11:AA:22:5F:46:00:5A:5C:EE:17:81:C0:D7:44:48:0A:62:56:3F","Complete Image"]
[null,"000483","Current","Gas Smart Meter","10:15","09:B3","37","00","13:03:0A:0A","SMETS V4.2","GBCS Version 3.2","[E] GSME1433053936-1360","Security Characteristics version 1.2","2024-04-12",null,null,"ZIG18023ZSE12646-24 ","ZigBee Smart Energy Standard 1.2a","Flonidan","62:BC:F4:6B:8D:4D:6D:37:5F:CC:41:C5:A8:11:AA:22:5F:46:00:5A:5C:EE:17:81:C0:D7:44:48:0A:62:56:3F","Complete Image"]
[null,"000484","Current","Gas Smart Meter","10:28","C9:01","A5","00","03:09:B6:20","SMETS V4.2","GBCS Version 3.2","[E] 1433053936-3157","Security Characteristics version 1.2","2026-05-20",null,null,"ZIG20056ZSE12938-24","ZigBee Smart Energy Standard 1.4","49:74:72:6F:6E ","81:E4:40:58:32:6F:BE:F1:DF:2C:1B:87:F3:EC:FF:2E:CD:9F:06:32:B2:93:70:09:0B:0F:5A:23:D1:5C:3F:C7"]
[null,"000485","Current","Pre-Payment Interface Device","10:E0","00:0D","00","01","00:01:00:00","SMETS V4.2","GBCS Version 3.2","","Not Relevant",null,null,null,"ZIG21005ZSE12994-24","ZigBee Smart Energy Standard 1.4"]
[null,"000486","Current","Single Element Electricity Metering Equipment","10:28","D7:00","01","03","05:1A:05:09","SMETS V4.2","GBCS Version 3.2","[R] NCSC-1433053936-4226","Security Characteristics version 1.2","2024-09-25","2516","CTT 3.1","ZIG21006ZSE12995-24","ZigBee Smart Energy Standard 1.4","ITRON","B4:7D:A9:B5:E4:6B:77:CF:D1:C0:7C:2A:2F:8C:FD:EA:E9:A1:2A:53:9E:EA:52:D4:EF:9E:3A:98:67:6D:75:EE"]
[null,"000487","Current","Single Element Electricity Metering Equipment","10:28","D7:00","01","05","05:1A:05:09","SMETS V4.2","GBCS Version 3.2","[R] NCSC-1433053936-4226","Security Characteristics version 1.2","2024-09-25","2516","CTT 3.1","ZIG21006ZSE12995-24","ZigBee Smart Energy Standard 1.4","ITRON","B4:7D:A9:B5:E4:6B:77:CF:D1:C0:7C:2A:2F:8C:FD:EA:E9:A1:2A:53:9E:EA:52:D4:EF:9E:3A:98:67:6D:75:EE"]
[null,"000488","Current","Gas Smart Meter","12:3E","00:01","06","00","01:06:06:05","SMETS V4.2","GBCS Version 3.2","[E] NCSC-1433053936-3408","Security Characteristics version 1.3","2026-10-22",null,null,"ZIG20026ZSE12908-24","ZigBee Smart Energy Standard 1.4","Flonidan","56:E7:AD:F7:01:52:FB:1A:90:AB:E3:08:0F:CB:99:A2:DF:55:7A:EE:D7:0C:81:27:28:E2:FD:A6:87:6D:5F:4F","Complete image"]
[null,"000489","Removed","Gas Smart Meter","12:3E","00:01","06","00","01:16:06:05","SMETS V4.2","GBCS Version 3.2","[E] NCSC-1433053936-3408","Security Characteristics version 1.3","2026-10-22",null,null,"ZIG20026ZSE12908-24","ZigBee Smart Energy Standard 1.4","Flonidan","F7:8E:2B:90:62:F7:45:0F:39:B4:F0:27:27:49:6C:40:5A:06:E4:C3:20:C5:6E:E5:9C:12:03:C5:53:C3:F1:AF","Complete image"]
[null,"000490","Current","Gas Smart Meter","10:6C","10:F3","A1","00","03:89:B8:00","SMETS V4.2","GBCS Version 3.2","[E] NCSC-1433053936-3580","Security Characteristics version 1.3","2027-03-01",null,null,"ZIG20076ZSE12958-24","ZigBee Smart Energy Standard 1.4","EDMI Europe Ltd","56:AB:84:E3:57:93:CA:9F:9D:88:99:50:F0:1B:0F:1D:8F:6A:BA:72:66:47:B7:6B:88:40:F0:72:35:A8:DF:37","Complete Image"]
[null,"000491","Current","Gas Smart Meter","10:57","05:75","01","01","00:02:0C:07","SMETS V4.2","GBCS Version 3.2","[E] 1433053936-1943","Security Characteristics version 1.2","14/02/2024",null,null,"ZIG20107ZSE12989-24","ZigBee Smart Energy Standard 1.4","Elster GmbH | Honeywell","8C:D0:BD:39:46:75:87:79:2A:76:2E:28:1D:69:EB:82:7A:3B:95:B1:49:E5:C3:8D:91:73:30:67:DC:E5:19:E8","Full Image"]
[null,"000492","Current","Gas Smart Meter","10:57","05:75","01","02","00:02:0C:07","SMETS V4.2","GBCS Version 3.2","[E] 1433053936-1943","Security Characteristics version 1.2","14/02/2024",null,null,"ZIG20107ZSE12989-24","ZigBee Smart Energy Standard 1.4","Elster GmbH | Honeywell","8C:D0:BD:39:46:75:87:79:2A:76:2E:28:1D:69:EB:82:7A:3B:95:B1:49:E5:C3:8D:91:73:30:67:DC:E5:19:E8","Full Image"]
[null,"000493","Current","Pre-Payment Interface Device","10:E0","00:09","01","00","00:02:02:00","SMETS V4.2","GBCS Version 3.2","","Not Relevant",null,null,null,"ZIG21013ZSE13002-24","ZigBee Smart Energy Standard 1.4"]
[null,"000494","Current","Pre-Payment Interface Device","10:90","00:0A","01","00","06:02:00:00","SMETS V4.2","GBCS Version 3.2","","Not Relevant",null,null,null,"ZIG21015ZSE13004-24","ZigBee Smart Energy Standard 1.4"]
[null,"000495","Current","Pre-Payment Interface Device","11:28","00:06","01","01","01:00:00:00","SMETS V4.2","GBCS Version 3.2","",null,null,null,null,"ZIG21016ZSE13005-24","ZigBee Smart Energy Standard 1.4"]
[null,"000496","Current","Pre-Payment Interface Device","10:90","00:03","01","00","20:01:09:3D","SMETS V1.2","GBCS Version 0.0","",null,null,null,null,null,null,"Green Energy Options Ltd"]
[null,"000497","Current","Single Element Electricity Metering Equipment","10:63","00:02","01","01","23:07:01:00","SMETS V1.2","GBCS Version 0.0",""]
[null,"000498","Current","Gas Smart Meter","10:63","47:71","00","01","03:02:01:68","SMETS V1.2","GBCS Version 0.0","",null,null,null,null,null,null,"Landis+Gyr","24:8B:5D:B0:83:4D:6D:0E:67:4D:DC:59:85:9F:0A:6D:3F:BC:9B:F0:4A:CC:E1:56:18:02:07:03:A7:75:5D:63","whole image"]
[null,"000499","Current","Communications Hub","10:C7","00:03","02","00","22:08:00:00","SMETS V1.2","GBCS Version 0.0",""]
[null,"000500","Current","Pre-Payment Interface Device","11:28","00:07","01","01","01:00:00:00","SMETS V4.2","GBCS Version 3.2","",null,null,null,null,"ZIG21017ZSE13006-24","ZigBee Smart Energy Standard 1.4"]
[null,"000501","Current","Single Element Electricity Metering Equipment","11:25","31:32","41","31","15:10:13:17","SMETS V4.2","GBCS Version 3.2","[R] NCSC-1433053936-4379","Security Characteristics version 1.2","2030-03-12","1911","CTT 3.1","ZIG20080ZSE12962-24","ZigBee Smart Energy Standard 1.4","Kaifa","B0:A8:CC:D7:23:91:CE:3F:18:1F:69:D6:A6:FF:32:CC:DD:36:BC:91:6D:88:1D:DC:C2:AA:35:04:A2:D6:4C:B7"]
[null,"000502","Current","Single Element Electricity Metering Equipment","11:25","31:33","43","30","15:10:13:17","SMETS V4.2","GBCS Version 3.2","[R] NCSC-1433053936-4379","Security Characteristics version 1.2","2030-03-12",2208,"CTT 3.1","ZIG20080ZSE12962-24","ZigBee Smart Energy Standard 1.4","Kaifa","B0:A8:CC:D7:23:91:CE:3F:18:1F:69:D6:A6:FF:32:CC:DD:36:BC:91:6D:88:1D:DC:C2:AA:35:04:A2:D6:4C:B7"]
[null,"000503","Current","Gas Smart Meter","10:57","05:75","01","01","00:02:0C:05","SMETS V4.2","GBCS Version 3.2","[E] 1433053936-1943","Security Characteristics version 1.2","14/02/2024",null,null,"ZIG20105ZSE12987-24","ZigBee Smart Energy Standard 1.4","Elster GmbH | Honeywell","6D:A7:A2:D1:5F:47:CC:96:6B:13:2F:9D:1E:C2:69:D2:7B:96:04:11:63:7E:D1:F3:0B:0C:57:B9:28:BA:1A:11","Full Image"]
[null,"000504","Current","Pre-Payment Interface Device","10:E0","00:11","01","00","00:01:00:00","SMETS V4.2","GBCS Version 3.2","","Not Relevant",null,null,null,"ZIG21025ZSE13014-24","ZigBee Smart Energy Standard 1.4"]
[null,"000505","Current","Gas Smart Meter","10:28","C9:02","A5","00","03:89:B8:20","SMETS V4.2","GBCS Version 3.2","[E] 1433053936-3157","Security Characteristics version 1.3","2026-05-20",null,null,"ZIG20056ZSE12938-24","ZigBee Smart Energy Standard 1.4","49:74:72:6F:6E ","1A:6D:08:AC:F6:74:73:7E:F1:36:2D:1E:79:2F:9C:08:1C:FE:72:F8:48:8B:FA:3F:CC:F2:98:66:C8:D0:BD:B8"]
[null,"000506","Current","Polyphase Electricity Metering Equipment","10:6C","30:E5","A1","00","03:20:B7:20","SMETS V4.2","GBCS Version 3.2","[E] NCSC-1433053936-3195","Security Characteristics version 1.2","2026-06-18","2278","CTT 3.1","ZIG20032ZSE12914-24 ","ZigBee Smart Energy Standard 1.4","EDMI Europe Ltd","23:7E:C5:46:1D:C3:A9:BF:34:82:3C:B6:CD:E4:F1:F6:E0:31:0C:B4:8E:B6:07:45:EC:D9:89:55:BB:B0:D4:C0","Complete Image"]
[null,"000507","Current","Gas Smart Meter","11:92","11:11","11","11","01:C1:00:D1","SMETS V4.2","GBCS Version 3.2","[E] 1433053936-2163","Security Characteristics version 1.2","2024-12-20",null,null,"ZIG21023ZSE13012-24","ZigBee Smart Energy Standard 1.4","George Wilson Industries Ltd","61:8B:55:9F:31:98:69:8C:92:D5:38:BE:16:48:99:54:02:EE:01:24:FB:09:A5:08:B3:2E:1A:A7:B4:B5:E0:03","Complete Image"]
[null,"000508","Current","Gas Smart Meter","11:92","11:11","12","11","01:C1:00:D1","SMETS V4.2","GBCS Version 3.2","[E] 1433053936-2163","Security Characteristics version 1.2","2024-12-20",null,null,"ZIG21023ZSE13012-24","ZigBee Smart Energy Standard 1.4","George Wilson Industries Ltd","61:8B:55:9F:31:98:69:8C:92:D5:38:BE:16:48:99:54:02:EE:01:24:FB:09:A5:08:B3:2E:1A:A7:B4:B5:E0:03","Complete Image"]
[null,"000509","Current","Communications Hub","10:6C","43:31","00","AC","20:30:D6:80","CHTS V1.1","GBCS Version 2.1","[R] NCSC-1433053936-3918","Security Characteristics version 1.2","2029-10-31",null,null,"ZIG21004ZSE12993-24","Zigbee Smart Energy Standard 1.4","EDMI Europe Limited","C0:5F:2E:55:BE:E8:64:08:AA:A3:F4:36:F0:D7:2F:89:AB:D1:C3:D5:65:23:16:D4:BF:1E:93:F9:7C:C9:D1:E5","Complete Image"]
[null,"000510","Current","Communications Hub","10:6C","43:31","00","AD","20:30:D6:80","CHTS V1.1","GBCS Version 2.1","[R] NCSC-1433053936-3918","Security Characteristics version 1.2","2029-10-31",null,null,"ZIG19064ZSE12830-24","Zigbee Smart Energy Standard 1.4","EDMI Europe Limited","C0:5F:2E:55:BE:E8:64:08:AA:A3:F4:36:F0:D7:2F:89:AB:D1:C3:D5:65:23:16:D4:BF:1E:93:F9:7C:C9:D1:E5","Complete Image"]
[null,"000511","Current","Communications Hub","10:6C","43:31","00","AE","20:30:D6:80","CHTS V1.1","GBCS Version 2.1","[R] NCSC-1433053936-3918","Security Characteristics version 1.2","2029-10-31",null,null,"ZIG19065ZSE12831-24","Zigbee Smart Energy Standard 1.4","EDMI Europe Limited","C0:5F:2E:55:BE:E8:64:08:AA:A3:F4:36:F0:D7:2F:89:AB:D1:C3:D5:65:23:16:D4:BF:1E:93:F9:7C:C9:D1:E5","Complete Image"]
[null,"000512","Current","Pre-Payment Interface Device","11:28","00:05","01","01","02:01:00:00","SMETS V4.2","GBCS Version 3.2","","Not Relevant",null,null,null,"ZIG21003ZSE12992-24","ZigBee Smart Energy Standard 1.4"]
[null,"000513","Current","Pre-Payment Interface Device","11:28","00:07","01","01","01:08:00:00","SMETS V4.2","GBCS Version 3.2","","Not Relevant",null,null,null,"ZIG21017ZSE13006-24","ZigBee Smart Energy Standard 1.4"]
[null,"000514","Current","Pre-Payment Interface Device","11:28","00:06","01","01","01:08:00:00","SMETS V4.2","GBCS Version 3.2","","Not Relevant",null,null,null,"ZIG21016ZSE13005-24","ZigBee Smart Energy Standard 1.4"]
[null,"000515","Current","Single Element Electricity Metering Equipment","11:8F","00:02","02","00","00:03:03:07","SMETS V1.2","GBCS Version 0.0","",null,null,null,null,null,null,"Aclara","90:48:C9:B8:89:FB:5D:C9:C1:D0:7B:A1:5D:95:2F:F0:0D:A0:62:3F:DE:17:AC:67:B7:A4:29:60:1A:F9:2B:66","Complete Image for SGM131x FW 3.3.7"]
[null,"000516","Current","Pre-Payment Interface Device","10:90","00:03","01","00","10:21:03:00","SMETS V1.2","GBCS Version 0.0",""]
[null,"000517","Current","Pre-Payment Interface Device","10:90","00:03","01","00","10:21:03:02","SMETS V1.2","GBCS Version 0.0",""]
[null,"000518","Current","Pre-Payment Interface Device","10:90","00:03","01","00","10:21:03:03","SMETS V1.2","GBCS Version 0.0",""]
[null,"000519","Current","Single Element Electricity Metering Equipment","10:28","D7:00","01","03","04:5D:05:09","SMETS V4.2","GBCS Version 3.2","[R] NCSC-1433053936-4226","Security Characteristics version 1.2","2024-09-25",2090,"CTT 3.0","ZIG21006ZSE12995-24","ZigBee Smart Energy Standard 1.4","ITRON","63:79:08:C6:2A:29:98:25:71:31:E7:85:2D:3D:E0:77:C6:02:3E:58:97:19:FB:D6:39:98:E4:09:8B:92:26:94"]
[null,"000520","Current","Single Element Electricity Metering Equipment","10:28","D7:00","01","03","04:99:05:09","SMETS V4.2","GBCS Version 3.2","[R] NCSC-1433053936-4226","Security Characteristics version 1.2","2024-09-25",2175,"CTT 3.1","ZIG21006ZSE12995-24","ZigBee Smart Energy Standard 1.4","ITRON","DC:70:8D:52:40:A4:C2:D6:2E:1A:D5:86:29:D8:24:D3:DE:E8:FF:65:32:21:59:73:4A:33:70:BB:9A:71:32:70"]
[null,"000521","Current","Single Element Electricity Metering Equipment","10:63","00:05","02","02","38:04:02:02","SMETS V4.2","GBCS Version 3.2","[E] NCSC-1433053936-1497","Security Characteristics version 1.2","2024-05-29","2569","CTT 3.1","ZIG21033ZSE13022-24","ZigBee Smart Energy Standard 1.4","Landis+Gyr","14:9F:2B:D9:98:6F:DE:B4:7E:BF:B5:46:92:05:0D:53:4E:06:5A:27:71:C7:C3:BC:DF:00:07:CD:4B:FB:33:91","Fragment 1 of 1 of FW version 38.04.02.02"]
[null,"000522","Current","Single Element Electricity Metering Equipment","10:63","00:05","02","03","38:04:02:02","SMETS V4.2","GBCS Version 3.2","[E] NCSC-1433053936-1497","Security Characteristics version 1.2","2024-05-29","2569","CTT 3.1","ZIG21031ZSE13020-24","ZigBee Smart Energy Standard 1.4","Landis+Gyr","14:9F:2B:D9:98:6F:DE:B4:7E:BF:B5:46:92:05:0D:53:4E:06:5A:27:71:C7:C3:BC:DF:00:07:CD:4B:FB:33:91","Fragment 1 of 1 of FW version 38.04.02.02"]
[null,"000523","Current","Pre-Payment Interface Device","10:90","00:09","01","00","05:07:01:00","SMETS V4.2","GBCS Version 3.2","","Not Relevant",null,null,null,"ZIG21032ZSE13021-24","ZigBee Smart Energy Standard 1.4"]
[null,"000524","Current","Pre-Payment Interface Device","10:E0","00:01","01","00","00:01:00:00","SMETS V1.2","GBCS Version 0.0",""]
[null,"000525","Current","Pre-Payment Interface Device","10:E0","00:11","01","00","00:01:05:00","SMETS V4.2","GBCS Version 3.2","","Not Relevant",null,null,null,"ZIG21034ZSE13023-24","ZigBee Smart Energy Standard 1.4"]
[null,"000526","Current","Pre-Payment Interface Device","10:E0","00:12","01","00","00:01:05:00","SMETS V4.2","GBCS Version 3.2","","Not Relevant",null,null,null,"ZIG21035ZSE13024-24","ZigBee Smart Energy Standard 1.4"]
[null,"000527","Current","Single Element Electricity Metering Equipment","10:6C","10:E2","A1","00","03:14:B7:00","SMETS V4.2","GBCS Version 3.2","[R] NCSC-1433053936-4165","Security Characteristics version 1.2","2024-06-22","1974","CTT 3.0","ZIG20031ZSE12913-24","Zigbee Smart Energy Standard 1.4","EDMI Europe Ltd","2F:98:ED:68:A4:FF:BA:3B:C1:06:4C:0C:3A:56:AF:86:F9:AA:FD:05:4F:AE:75:B0:B5:7F:01:D8:6A:59:E5:B5","Complete Image"]
[null,"000528","Current","Single Element Electricity Metering Equipment","10:6C","12:E2","A1","00","03:14:B7:00","SMETS V4.2","GBCS Version 3.2","[R] NCSC-1433053936-4165","Security Characteristics version 1.2","2024-06-22","2260","CTT 3.1","ZIG20035ZSE12917-24","Zigbee Smart Energy Standard 1.4","EDMI Europe Ltd","2F:98:ED:68:A4:FF:BA:3B:C1:06:4C:0C:3A:56:AF:86:F9:AA:FD:05:4F:AE:75:B0:B5:7F:01:D8:6A:59:E5:B5","Complete Image"]
[null,"000529","Current","Single Element Electricity Metering Equipment","10:28","D7:00","01","03","05:1B:05:09","SMETS V4.2","GBCS Version 3.2","[R] NCSC-1433053936-4226","Security Characteristics version 1.2","2024-09-25",2584,"CTT 3.1","ZIG21036ZSE13025-24","ZigBee Smart Energy Standard 1.4","ITRON","6D:E0:D6:C9:BB:2B:F9:DD:3D:A3:16:AC:CE:6F:1E:58:98:E8:FF:95:5B:EF:A7:02:C9:49:6C:D2:E8:7C:A8:EE"]
[null,"000530","Current","Single Element Electricity Metering Equipment","10:28","D7:00","01","05","05:1B:05:09","SMETS V4.2","GBCS Version 3.2","[R] NCSC-1433053936-4226","Security Characteristics version 1.2","2024-09-25",2584,"CTT 3.1","ZIG21036ZSE13025-24","ZigBee Smart Energy Standard 1.4","ITRON","6D:E0:D6:C9:BB:2B:F9:DD:3D:A3:16:AC:CE:6F:1E:58:98:E8:FF:95:5B:EF:A7:02:C9:49:6C:D2:E8:7C:A8:EE"]
[null,"000531","Current","Polyphase Electricity Metering Equipment","11:25","33:32","50","31","02:30:14:19","SMETS V4.2","GBCS Version 3.2","[R] NCSC-1433053936-4379","Security Characteristics version 1.2","2030-03-12",2496,"CTT 3.1","ZIG21026ZSE13015-24","ZigBee Smart Energy Standard 1.4","Kaifa","23:76:75:52:74:40:19:D0:2B:6F:5B:93:DF:A1:43:E9:B3:76:3F:A4:09:AC:B0:63:9B:46:59:5E:E3:01:61:5F"]
[null,"000532","Current","Communications Hub","10:86","55:31","04","00","0D:00:00:00","CHTS V1.3","GBCS Version 3.2","[E] 1433053936-2202","Security Characteristics version 1.3","2025-01-21",null,null,"ZIG21008ZSE12997-24 ","ZigBee Smart Energy Standard 1.4","TOS","15:99:6E:8F:1E:D2:AF:28:FB:1A:90:5C:9D:54:DA:3A:9F:B1:40:D6:0D:AB:10:F9:87:EB:82:6F:B7:EA:48:FA"]
[null,"000533","Current","Communications Hub","10:86","55:32","04","00","0D:00:00:00","CHTS V1.3","GBCS Version 3.2","[E] 1433053936-2202","Security Characteristics version 1.3","2025-01-21",null,null,"ZIG21009ZSE12998-24 ","ZigBee Smart Energy Standard 1.4","TOS","15:99:6E:8F:1E:D2:AF:28:FB:1A:90:5C:9D:54:DA:3A:9F:B1:40:D6:0D:AB:10:F9:87:EB:82:6F:B7:EA:48:FA"]
[null,"000534","Current","Communications Hub","10:86","55:34","04","00","0D:00:00:00","CHTS V1.3","GBCS Version 3.2","[E] 1433053936-2202","Security Characteristics version 1.3","2025-01-21",null,null,"ZIG21011ZSE13000-24","ZigBee Smart Energy Standard 1.4","TOS","15:99:6E:8F:1E:D2:AF:28:FB:1A:90:5C:9D:54:DA:3A:9F:B1:40:D6:0D:AB:10:F9:87:EB:82:6F:B7:EA:48:FA"]
[null,"000535","Current","Gas Smart Meter","11:92","11:11","11","11","01:C2:00:D1","SMETS V4.2","GBCS Version 3.2","[E] 1433053936-2163","Security Characteristics version 1.2","2024-12-20",null,null,"ZIG21023ZSE13012-24","ZigBee Smart Energy Standard 1.4","George Wilson Industries Ltd","23:66:EB:86:AA:97:A4:A4:70:A8:AB:F4:81:6A:EC:B7:0A:C4:79:F8:01:9D:39:3E:58:92:99:C9:30:83:5D:22","Complete Image"]
[null,"000536","Current","Gas Smart Meter","11:92","11:11","12","11","01:C2:00:D1","SMETS V4.2","GBCS Version 3.2","[E] 1433053936-2163","Security Characteristics version 1.2","2024-12-20",null,null,"ZIG21023ZSE13012-24","ZigBee Smart Energy Standard 1.4","George Wilson Industries Ltd","23:66:EB:86:AA:97:A4:A4:70:A8:AB:F4:81:6A:EC:B7:0A:C4:79:F8:01:9D:39:3E:58:92:99:C9:30:83:5D:22","Complete Image"]
[null,"000537","Current","Single Element Electricity Metering Equipment","10:6C","10:E1","A1","00","03:14:B7:00","SMETS V4.2","GBCS Version 3.2","[R] NCSC-1433053936-4165","Security Characteristics version 1.2","2024-06-22","1837","CTT 3.0","ZIG20034ZSE12916-24","Zigbee Smart Energy Standard 1.4","EDMI Europe Ltd","2F:98:ED:68:A4:FF:BA:3B:C1:06:4C:0C:3A:56:AF:86:F9:AA:FD:05:4F:AE:75:B0:B5:7F:01:D8:6A:59:E5:B5","Complete Image"]
[null,"000538","Current","Communications Hub","10:C7","00:02","01","00","21:0E:00:00","SMETS V1.2","GBCS Version 0.0",""]
[null,"000539","Current","Pre-Payment Interface Device","10:E0","00:11","01","00","00:01:06:01","SMETS V4.2","GBCS Version 3.2","","Not Relevant",null,null,null,"ZIG21048ZSE13037-24","ZigBee Smart Energy Standard 1.4",null,""]
[null,"000540","Current","Gas Smart Meter","10:6C","10:F2","A1","00","03:09:B7:00","SMETS V4.2","GBCS Version 3.2","[E] NCSC-1433053936-2810","Security Characteristics version 1.2","2024-10-11",null,null,"ZIG20030ZSE12912-24","ZigBee Smart Energy Standard 1.4","EDMI Europe Ltd","00:E7:B9:EA:7B:B2:14:EB:55:17:48:F5:C5:E0:73:7A:DC:33:35:4F:0A:B9:1B:91:BB:4D:2F:E1:85:C9:80:E7","Complete Image"]
[null,"000541","Current","Gas Smart Meter","11:92","11:12","11","11","01:D0:10:02","SMETS V4.2","GBCS Version 3.2","[E] 1433053936-3647","Security Characteristics version 1.3","2027-06-07",null,null,"ZIG21018ZSE13007-24","ZigBee Smart Energy Standard 1.4","George Wilson Industries Ltd","6B:35:75:B7:2E:FB:D9:06:7D:31:FB:0E:BC:9A:D5:DD:33:0C:D0:2A:95:98:32:61:1E:2F:69:30:CF:F2:64:3D","Complete Image"]
[null,"000542","Current","Gas Smart Meter","11:92","11:12","12","11","01:D0:10:02","SMETS V4.2","GBCS Version 3.2","[E] 1433053936-3647","Security Characteristics version 1.3","2027-06-07",null,null,"ZIG21018ZSE13007-24","ZigBee Smart Energy Standard 1.4","George Wilson Industries Ltd","6B:35:75:B7:2E:FB:D9:06:7D:31:FB:0E:BC:9A:D5:DD:33:0C:D0:2A:95:98:32:61:1E:2F:69:30:CF:F2:64:3D","Complete Image"]
[null,"000543","Current","Twin Element Electricity Metering Equipment","11:8F","00:00","05","01","00:07:06:02","SMETS V4.2","GBCS Version 3.2","[E] 1433053936-2958","Security Characteristics version 1.2","2023-08-30",2241,"CTT 3.1","ZIG19100ZSE12866-24","ZigBee Smart Energy Standard 1.4","Aclara","51:F3:B5:7A:C7:38:4E:E9:FE:4B:C2:21:AF:DB:54:68:EF:10:71:47:9D:65:0A:61:A2:33:7A:48:0C:B4:18:06","Complete Image for SGM1422B 7.6.2"]
[null,"000544","Current","Gas Smart Meter","10:57","05:75","01","01","00:02:0C:0A","SMETS V4.2","GBCS Version 3.2","[E] 1433053936-1943","Security Characteristics version 1.2","2024-02-14",null,null,"ZIG21027ZSE13016-24","ZigBee Smart Energy Standard 1.4","Elster GmbH | Honeywell","49:F0:08:8D:1D:A7:1E:3C:4F:02:01:9F:58:2D:84:72:86:A2:6C:1B:94:52:77:73:86:95:A1:EC:CD:90:39:BB","    "]
[null,"000545","Current","Gas Smart Meter","10:57","05:75","01","02","00:02:0C:0A","SMETS V4.2","GBCS Version 3.2","[E] 1433053936-1943","Security Characteristics version 1.2","2024-02-14",null,null,"ZIG21027ZSE13016-24","ZigBee Smart Energy Standard 1.4","Elster GmbH | Honeywell","49:F0:08:8D:1D:A7:1E:3C:4F:02:01:9F:58:2D:84:72:86:A2:6C:1B:94:52:77:73:86:95:A1:EC:CD:90:39:BB","    "]
[null,"000546","Current","Gas Smart Meter","10:57","05:75","01","01","00:02:0C:0C","SMETS V4.2","GBCS Version 3.2","[E] 1433053936-1943","Security Characteristics version 1.2","2024-02-14",null,null,"ZIG21027ZSE13016-24","ZigBee Smart Energy Standard 1.4","Elster GmbH | Honeywell","F6:B5:19:43:96:A1:6A:1F:45:A9:E2:66:C5:02:07:CC:D2:0D:08:E6:49:24:C9:F6:34:8E:4C:0B:C9:EA:E9:7A","    "]
[null,"000547","Current","Gas Smart Meter","10:57","05:75","01","02","00:02:0C:0C","SMETS V4.2","GBCS Version 3.2","[E] 1433053936-1943","Security Characteristics version 1.2","2024-02-14",null,null,"ZIG21027ZSE13016-24","ZigBee Smart Energy Standard 1.4","Elster GmbH | Honeywell","F6:B5:19:43:96:A1:6A:1F:45:A9:E2:66:C5:02:07:CC:D2:0D:08:E6:49:24:C9:F6:34:8E:4C:0B:C9:EA:E9:7A","    "]
[null,"000548","Current","Polyphase Electricity Metering Equipment","11:25","33:32","50","33","03:30:15:19","SMETS V4.2","GBCS Version 3.2","[R] NCSC-1433053936-4379","Security Characteristics version 1.2","2030-03-12",2496,"CTT 3.1","ZIG21026ZSE13015-24","ZigBee Smart Energy Standard 1.4","Kaifa","3A:68:70:0D:54:E4:DF:54:21:2D:DA:7B:52:20:F8:5D:04:32:83:92:54:0B:E0:51:08:53:68:E5:56:40:55:6B","   "]
[null,"000549","Current","Communications Hub","10:57","01:10","00","07","2E:DB:E9:07","SMETS V1.2","GBCS Version 0.0","",null,null,null,null,null,null,null,""]
[null,"000550","Current","Gas Smart Meter","10:31","C5:A1","06","01","C5:A1:00:01","SMETS V1.2","GBCS Version 0.0","",null,null,null,null,null,null,null,""]
[null,"000551","Current","Single Element Electricity Metering Equipment","11:25","31:32","41","31","15:10:14:17","SMETS V4.2","GBCS Version 3.2","[R] NCSC-1433053936-4379","Security Characteristics version 1.2","2030-03-12",1911,"CTT 3.1","ZIG20080ZSE12962-24","ZigBee Smart Energy Standard 1.4","Kaifa","3B:19:18:6B:BC:1B:A3:F1:87:D2:52:A3:F4:FD:A2:9C:4E:C7:50:3C:C3:C7:62:30:5F:03:71:CA:A8:F1:AE:1E","Firmware"]
[null,"000552","Current","Single Element Electricity Metering Equipment","11:25","31:33","43","30","15:10:14:17","SMETS V4.2","GBCS Version 3.2","[R] NCSC-1433053936-4379","Security Characteristics version 1.2","2030-03-12",2208,"CTT 3.1","ZIG20080ZSE12962-24","ZigBee Smart Energy Standard 1.4","Kaifa","3B:19:18:6B:BC:1B:A3:F1:87:D2:52:A3:F4:FD:A2:9C:4E:C7:50:3C:C3:C7:62:30:5F:03:71:CA:A8:F1:AE:1E","Firmware"]
[null,"000553","Current","Pre-Payment Interface Device","10:90","00:03","02","00","20:21:09:00","SMETS V1.2","GBCS Version 0.0","",null,null,null,null,null,null,null,""]
[null,"000554","Current","Pre-Payment Interface Device","10:90","00:03","02","00","20:71:09:00","SMETS V1.2","GBCS Version 0.0","",null,null,null,null,null,null,null,""]
[null,"000555","Current","Gas Smart Meter","10:63","37:71","00","01","03:00:01:61","SMETS V1.2","GBCS Version 0.0","",null,null,null,null,null,null,"Landis+Gyr","B4:A9:A7:1D:A7:AC:B7:94:37:B3:19:F3:B8:E2:5E:6B:9A:FF:68:BE:55:B2:BB:1B:6E:C7:E7:A7:D0:EA:B9:9C","whole image"]
[null,"000556","Current","Single Element Electricity Metering Equipment","10:63","00:04","01","01","30:00:07:06","SMETS V1.2","GBCS Version 0.0","",null,null,null,null,null,null,"Landis + Gyr","6C:16:4E:C7:ED:D1:2B:BB:8E:E6:50:5C:F3:51:34:24:21:F3:31:26:8D:03:1B:CC:7E:1F:1E:62:FC:CD:3B:B2","Fragment 1 of 1 of FW version 30.00.07.06"]
[null,"000557","Current","Single Element Electricity Metering Equipment","10:63","00:04","01","01","30:00:15:00","SMETS V1.2","GBCS Version 0.0","",null,null,null,null,null,null,"Landis + Gyr","6F:E6:7F:4F:D7:78:CD:29:EA:C6:7C:94:89:9C:7D:0D:FE:01:EC:51:AD:6D:12:36:EF:FE:5C:DB:5F:D5:DD:FF","Fragment 1 of 1 of FW version 30.00.15.00"]
[null,"000558","Current","Gas Smart Meter","10:63","37:71","00","01","03:00:01:67","SMETS V1.2","GBCS Version 0.0","",null,null,null,null,null,null,"Landis+Gyr","BD:C7:1C:08:1E:08:11:B2:09:B3:21:89:0D:23:48:0F:20:D2:5E:82:CB:8C:B3:E0:FD:54:E5:89:63:81:AF:47","whole image"]
[null,"000559","Current","Gas Smart Meter","10:63","47:71","00","01","03:02:01:61","SMETS V1.2","GBCS Version 0.0","",null,null,null,null,null,null,"Landis+Gyr","65:FD:7C:BB:A5:21:D6:43:9F:E9:8D:F8:47:92:A8:61:06:AE:7F:E1:F4:B2:16:AB:99:FD:6C:50:35:92:CD:CA","whole image"]
[null,"000560","Current","Gas Smart Meter","10:63","47:71","00","01","03:02:01:63","SMETS V1.2","GBCS Version 0.0","",null,null,null,null,null,null,"Landis+Gyr","DB:96:0B:68:B9:F0:14:33:7C:97:8D:24:A5:46:0A:96:86:0A:35:85:DB:26:8E:D9:96:AF:1B:42:9A:54:06:B5","whole image"]
[null,"000561","Current","Gas Smart Meter","10:63","47:71","01","01","03:03:01:61","SMETS V1.2","GBCS Version 0.0","",null,null,null,null,null,null,"Landis+Gyr","1B:4D:09:EE:7A:B8:ED:53:E8:2E:2E:EA:5D:7F:F3:9C:23:83:AC:25:8D:9F:15:2F:58:51:A2:B3:49:08:24:42","whole image"]
[null,"000562","Current","Single Element Electricity Metering Equipment","10:31","A0:A1","01","3D","07:00:00:00","SMETS V4.2","GBCS Version 3.2","[E] NCSC-1433053936-2889","Security Characteristics version 1.2","2025-12-19",2348,"CTT 3.1","ZIG21046ZSE13035-24 ","ZigBee Smart Energy Standard 1.4","Secure Meters (UK) Limited","5E:1E:56:E0:3E:E4:0B:E6:10:B2:81:C1:97:47:B7:87:56:A1:19:51:FB:9F:17:2A:70:9D:66:11:4E:4A:3C:B0","Complete Image"]
[null,"000563","Current","Gas Smart Meter","10:31","B0:A1","01","44","07:00:00:00","SMETS V4.2","GBCS Version 3.2","[E] NCSC-1433053936-2890","Security Characteristics version 1.2","2025-12-19",null,null,"ZIG21047ZSE13036-24","ZigBee Smart Energy Standard 1.4","Secure Meters (UK) Limited","2D:42:48:5B:F5:1B:C8:28:72:48:B3:A3:8E:E7:DB:92:5D:8A:D9:2D:71:3E:F0:48:FF:62:F2:F7:27:B1:69:27","Complete Image"]
[null,"000564","Current","Communications Hub","10:86","55:31","04","00","0D:03:00:00","CHTS V1.3","GBCS Version 3.2","[E] 1433053936-2202","Security Characteristics version 1.3","2025-01-21",null,null,"ZIG21042ZSE13031-24\n","ZigBee Smart Energy Standard 1.4","TOS","DF:4C:BC:F5:51:C0:FA:A8:46:14:FD:51:E7:BC:46:CA:E8:58:BC:49:E1:8B:64:B0:E0:2E:1F:D4:F8:6F:56:64","Firmware"]
[null,"000565","Current","Communications Hub","10:86","55:32","04","00","0D:03:00:00","CHTS V1.3","GBCS Version 3.2","[E] 1433053936-2202","Security Characteristics version 1.3","2025-01-21",null,null,"ZIG21045ZSE13034-24\n","ZigBee Smart Energy Standard 1.4","TOS","DF:4C:BC:F5:51:C0:FA:A8:46:14:FD:51:E7:BC:46:CA:E8:58:BC:49:E1:8B:64:B0:E0:2E:1F:D4:F8:6F:56:64","Firmware"]
[null,"000566","Current","Communications Hub","10:86","55:34","04","00","0D:03:00:00","CHTS V1.3","GBCS Version 3.2","[E] 1433053936-2202","Security Characteristics version 1.3","2025-01-21",null,null,"ZIG21043ZSE13032-24 \n\n","ZigBee Smart Energy Standard 1.4","TOS","DF:4C:BC:F5:51:C0:FA:A8:46:14:FD:51:E7:BC:46:CA:E8:58:BC:49:E1:8B:64:B0:E0:2E:1F:D4:F8:6F:56:64","Firmware"]
[null,"000567","Current","Single Element Electricity Metering Equipment","10:31","C1:A1","02","01","C1:A1:00:01","SMETS V1.2","GBCS Version 0.0","",null,null,null,null,null,null,null,""]
[null,"000568","Current","Pre-Payment Interface Device","10:E0","00:0C","00","01","00:01:04:00","SMETS V4.2","GBCS Version 3.2","","Not Relevant",null,null,null,"ZIG21054ZSE13043-24","ZigBee Smart Energy Standard 1.4",null,""]
[null,"000569","Current","Communications Hub","10:72","57:32","01","01","02:00:00:06","CHTS V1.3","GBCS Version 3.2","[E] NCSC-1433053936-1910","Security Characteristics version 1.3","2024-10-18",null,null,"ZIG21030ZSE13019-24","ZigBee Smart Energy Standard 1.4","Wistron NeWeb Corp","98:27:EF:01:A4:EE:E7:5B:2F:F9:E7:AF:84:19:C9:CC:9A:E1:0E:13:62:4E:C5:BA:2F:40:1B:42:75:25:92:02","Complete image"]
[null,"000570","Current","Gas Smart Meter","10:28","C9:02","A5","00","03:89:B8:30","SMETS V4.2","GBCS Version 3.2","[E] 1433053936-3157","Security Characteristics version 1.3","2026-05-20",null,null,"ZIG20056ZSE12938-24","ZigBee Smart Energy Standard 1.4","49:74:72:6F:6E ","FF:97:4E:89:E9:FD:75:F5:E7:EE:90:B4:68:8A:29:C0:98:AF:C1:D5:2A:B8:0A:97:41:0F:D5:C4:EB:41:6D:62","Firmware"]
[null,"000571","Current","Single Element Electricity Metering Equipment","10:63","00:05","02","04","38:04:02:02","SMETS V4.2","GBCS Version 3.2","[E] NCSC-1433053936-1497","Security Characteristics version 1.2","2024-05-29",2569,"CTT 3.1","ZIG21053ZSE13042-24","ZigBee Smart Energy Standard 1.4","Landis+Gyr","14:9F:2B:D9:98:6F:DE:B4:7E:BF:B5:46:92:05:0D:53:4E:06:5A:27:71:C7:C3:BC:DF:00:07:CD:4B:FB:33:91","Fragment 1 of 1 of FW version 38.04.02.02"]
[null,"000572","Current","HAN Connected Auxiliary Load Control Switch","11:9A","00:01","02","2B","01:00:00:10","SMETS V4.2","GBCS Version 3.2","[E] NCSC-1433053936-3339","Security Characteristics version 1.2","2026-09-20",null,null,"ZIG21029ZSE13018-24","ZigBee Smart Energy Standard 1.4",null,""]
[null,"000573","Current","Pre-Payment Interface Device","11:28","00:05","01","01","02:01:01:00","SMETS V4.2","GBCS Version 3.2","","Not Relevant",null,null,null,"ZIG21003ZSE12992-24","ZigBee Smart Energy Standard 1.4",null,""]
[null,"000574","Current","Pre-Payment Interface Device","11:28","00:07","01","01","01:15:00:00","SMETS V4.2","GBCS Version 3.2","","Not Relevant",null,null,null,"ZIG21017ZSE13006-24","ZigBee Smart Energy Standard 1.4",null,""]
[null,"000575","Current","Pre-Payment Interface Device","11:28","00:06","01","01","01:15:00:00","SMETS V4.2","GBCS Version 3.2","","Not Relevant",null,null,null,"ZIG21016ZSE13005-24","ZigBee Smart Energy Standard 1.4",null,""]
[null,"000576","Current","Pre-Payment Interface Device","10:E0","00:11","02","00","00:01:08:01","SMETS V4.2","GBCS Version 3.2","","Not Relevant",null,null,null,"ZIG21073ZSE13062-24","ZigBee Smart Energy Standard 1.4",null,""]
[null,"000577","Current","Communications Hub","10:72","57:31","01","00","04:00:00:06","CHTS V1.3","GBCS Version 3.2","[R] NCSC-1433053936-3951","Security Characteristics version 1.2","2023-11-01",null,null,"ZIG21037ZSE13026-24","ZigBee Smart Energy Standard 1.4","Wistron NeWeb Corp","66:D4:67:DB:48:0C:15:70:61:C9:68:03:53:6C:4E:89:96:8C:C6:3B:74:39:14:25:F5:50:26:92:80:F0:A2:0A","Complete image"]
[null,"000578","Current","Communications Hub","10:72","57:31","01","01","04:00:00:06","CHTS V1.3","GBCS Version 3.2","[R] NCSC-1433053936-3950","Security Characteristics version 1.2","2029-11-30",null,null,"ZIG21037ZSE13026-24","ZigBee Smart Energy Standard 1.4","Wistron NeWeb Corp","66:D4:67:DB:48:0C:15:70:61:C9:68:03:53:6C:4E:89:96:8C:C6:3B:74:39:14:25:F5:50:26:92:80:F0:A2:0A","Complete image"]
[null,"000579","Current","Communications Hub","10:72","57:31","01","02","04:00:00:06","CHTS V1.3","GBCS Version 3.2","[R] NCSC-1433053936-3950","Security Characteristics version 1.2","2029-11-30",null,null,"ZIG21037ZSE13026-24","ZigBee Smart Energy Standard 1.4","Wistron NeWeb Corp","66:D4:67:DB:48:0C:15:70:61:C9:68:03:53:6C:4E:89:96:8C:C6:3B:74:39:14:25:F5:50:26:92:80:F0:A2:0A","Complete image"]
[null,"000580","Current","Single Element Electricity Metering Equipment","10:63","00:05","02","04","38:04:01:06","SMETS V4.2","GBCS Version 3.2","[E] 1433053936-1497","Security Characteristics version 1.2","2024-05-29",2429,"CTT 3.1","ZIG21056ZSE13045-24","ZigBee Smart Energy Standard 1.4","Landis+Gyr","B7:D1:18:B7:03:0C:E6:7D:9C:E4:38:16:E3:9B:8F:78:4D:B1:18:28:88:51:3A:CA:B6:9B:81:26:E4:01:6B:1E","Fragment 1 of 1 of FW version 38.04.01.06"]
[null,"000581","Current","Gas Smart Meter","10:63","47:72","01","01","03:03:22:54","SMETS V4.2","GBCS Version 3.2","[R] NCSC-1433053936-4144","Security Characteristics version 1.2","2024-06-24",null,null,"ZIG21064ZSE13053-24","ZigBee Smart Energy Standard 1.4","Landis+Gyr","B2:90:F0:B0:A6:28:2F:CB:BC:2C:82:A0:DA:97:EB:AA:4F:71:74:96:E9:94:10:DD:1E:F7:00:FC:5C:84:CE:5F","whole image"]
[null,"000582","Current","Single Element Electricity Metering Equipment","11:25","31:32","41","31","16:10:15:17","SMETS V4.2","GBCS Version 3.2","[R] NCSC-1433053936-4379","Security Characteristics version 1.2","2030-03-12",1911,"CTT 3.1","ZIG20080ZSE12962-24","ZigBee Smart Energy Standard 1.4","Kaifa","4F:1D:FD:FC:AB:5C:32:23:4D:92:BF:AB:2D:19:83:0A:F6:5C:D0:47:50:D7:18:78:18:D3:B5:DB:40:4D:18:6C","Kaifa"]
[null,"000583","Current","Single Element Electricity Metering Equipment","11:25","31:33","43","30","16:10:15:17","SMETS V4.2","GBCS Version 3.2","[R] NCSC-1433053936-4379","Security Characteristics version 1.2","2030-03-12",2208,"CTT 3.1","ZIG20080ZSE12962-24","ZigBee Smart Energy Standard 1.4","Kaifa","4F:1D:FD:FC:AB:5C:32:23:4D:92:BF:AB:2D:19:83:0A:F6:5C:D0:47:50:D7:18:78:18:D3:B5:DB:40:4D:18:6C","Kaifa"]
[null,"000584","Current","Communications Hub","10:C7","00:03","02","00","22:07:00:00","SMETS V1.2","GBCS Version 0.0","",null,null,null,null,null,null,null,"","SEAP-2001-V"]
[null,"000585","Current","Communications Hub","10:6C","43:34","00","DB","20:D0:D3:F6","CHTS V1.1","GBCS Version 2.1","[E] 1433053936-2188","Security Characteristics version 1.3","2025-01-16",null,null,"ZIG21024ZSE13013-24","ZigBee Smart Energy Standard 1.4","EDMI Europe Limited","24:F2:8F:61:29:84:FC:78:2D:F1:76:5B:E4:BA:39:92:0A:6B:29:55:25:3E:FD:F4:99:A9:2B:BC:FD:42:D2:AD","Complete Image"]
[null,"000586","Current","Polyphase Electricity Metering Equipment","11:25","33:32","50","33","04:30:17:19","SMETS V4.2","GBCS Version 3.2","[R] NCSC-1433053936-4379","Security Characteristics version 1.2","2030-03-12",2496,"CTT 3.1","ZIG21026ZSE13015-24","ZigBee Smart Energy Standard 1.4","Kaifa","F4:99:65:7C:0B:01:D6:23:38:B5:EB:DE:14:92:FE:3A:4B:FD:5C:27:8E:58:19:0A:4F:48:E4:6C:72:96:81:70","Kaifa"]
[null,"000587","Current","Gas Smart Meter","12:64","00:00","02","12","F9:06:AE:EC","SMETS V4.2","GBCS Version 3.2","[E] NCSC-1433053936-3172","Security Characteristics version 1.2","2026-06-03",null,null,"ZIG21052ZSE13041-24","ZigBee Smart Energy Standard 1.4",null,""]
[null,"000588","Current","Communications Hub","10:31","C7:A1","01","01","C7:A1:00:02","SMETS V1.2","GBCS Version 0.0","",null,null,null,null,null,null,"Secure Meters (UK) Limited","0C:49:34:92:42:AA:98:31:9D:D8:F5:30:B0:E2:1C:68:72:79:0D:77:98:69:94:82:32:D9:DC:FE:7E:6E:5B:14","Complete Image"]
[null,"000589","Current","Communications Hub","10:31","C7:A1","02","01","C7:A1:00:02","SMETS V1.2","GBCS Version 0.0","",null,null,null,null,null,null,"Secure Meters (UK) Limited","0C:49:34:92:42:AA:98:31:9D:D8:F5:30:B0:E2:1C:68:72:79:0D:77:98:69:94:82:32:D9:DC:FE:7E:6E:5B:14","Complete Image"]
[null,"000590","Current","Communications Hub","10:31","C8:A1","03","01","C8:A1:00:02","SMETS V1.2","GBCS Version 0.0","",null,null,null,null,null,null,"Secure Meters (UK) Limited","EF:17:C8:D9:BE:BB:88:76:3D:2B:D5:E4:72:F4:35:32:A7:31:23:4D:9D:19:1F:85:BF:20:E9:B5:6A:D1:F3:5C","Complete Image"]
[null,"000591","Current","Communications Hub","10:31","C8:A1","03","01","C8:A1:00:01","SMETS V1.2","GBCS Version 0.0","",null,null,null,null,null,null,null,""]
[null,"000592","Current","Single Element Electricity Metering Equipment","10:31","C1:A1","02","01","C1:A1:00:03","SMETS V1.2","GBCS Version 0.0","",null,null,null,null,null,null,"Secure Meters (UK) Limited","78:4E:2D:76:C0:1A:9F:56:AF:A3:98:6F:D1:6B:7F:F1:97:D2:19:2B:CB:7D:0C:98:60:0B:05:66:C5:D3:A2:5D","Complete Image"]
[null,"000593","Current","Single Element Electricity Metering Equipment","10:31","C0:A1","01","01","C0:A1:00:03","SMETS V1.2","GBCS Version 0.0","",null,null,null,null,null,null,"Secure Meters (UK) Limited","CD:02:9F:9A:8B:7C:88:03:02:D7:E4:07:59:8A:FB:F4:C4:E6:DC:51:87:85:3E:32:16:F3:53:F7:A5:D4:89:4F","Complete Image"]
[null,"000594","Current","Single Element Electricity Metering Equipment","10:31","C0:A1","01","02","C0:A1:00:03","SMETS V1.2","GBCS Version 0.0","",null,null,null,null,null,null,"Secure Meters (UK) Limited","CD:02:9F:9A:8B:7C:88:03:02:D7:E4:07:59:8A:FB:F4:C4:E6:DC:51:87:85:3E:32:16:F3:53:F7:A5:D4:89:4F","Complete Image"]
[null,"000595","Current","Single Element Electricity Metering Equipment","10:31","C2:A1","03","01","C2:A1:00:01","SMETS V1.2","GBCS Version 0.0","",null,null,null,null,null,null,null,""]
[null,"000596","Current","Single Element Electricity Metering Equipment","10:31","C2:A1","03","01","C2:A1:00:02","SMETS V1.2","GBCS Version 0.0","",null,null,null,null,null,null,"Secure Meters (UK) Limited","8A:D1:2D:62:D5:59:B5:76:BC:7D:F5:FF:13:D8:9B:3C:56:35:A9:65:0C:BF:40:64:1C:AE:32:F4:9C:18:44:27","Complete Image"]
[null,"000597","Current","Single Element Electricity Metering Equipment","10:31","C3:A1","04","01","C2:A1:00:01","SMETS V1.2","GBCS Version 0.0","",null,null,null,null,null,null,null,""]
[null,"000598","Current","Single Element Electricity Metering Equipment","10:31","C3:A1","04","01","C2:A1:00:02","SMETS V1.2","GBCS Version 0.0","",null,null,null,null,null,null,"Secure Meters (UK) Limited","8A:D1:2D:62:D5:59:B5:76:BC:7D:F5:FF:13:D8:9B:3C:56:35:A9:65:0C:BF:40:64:1C:AE:32:F4:9C:18:44:27","Complete Image"]
[null,"000599","Current","Gas Smart Meter","10:31","C4:A1","05","01","C4:A1:00:03","SMETS V1.2","GBCS Version 0.0","",null,null,null,null,null,null,"Secure Meters (UK) Limited","04:7E:C2:27:7A:12:95:62:4F:46:86:48:37:96:DF:87:3F:CC:C8:36:E4:4B:8C:39:88:64:6E:86:D3:3F:9C:C7","Complete Image"]
[null,"000600","Current","Gas Smart Meter","10:31","C5:A1","06","01","C5:A1:00:03","SMETS V1.2","GBCS Version 0.0","",null,null,null,null,null,null,"Secure Meters (UK) Limited","04:7E:C2:27:7A:12:95:62:4F:46:86:48:37:96:DF:87:3F:CC:C8:36:E4:4B:8C:39:88:64:6E:86:D3:3F:9C:C7","Complete Image"]
[null,"000601","Current","Pre-Payment Interface Device","10:63","00:90","01","01","04:15:01:00","SMETS V1.2","GBCS Version 0.0","",null,null,null,null,null,null,null,""]
[null,"000602","Current","Pre-Payment Interface Device","10:63","00:90","01","01","04:16:01:00","SMETS V1.2","GBCS Version 0.0","",null,null,null,null,null,null,null,""]
[null,"000603","Current","Pre-Payment Interface Device","10:63","00:90","01","01","04:16:03:01","SMETS V1.2","GBCS Version 0.0","",null,null,null,null,null,null,null,""]
[null,"000604","Current","Pre-Payment Interface Device","10:63","00:90","01","01","04:16:05:00","SMETS V1.2","GBCS Version 0.0","",null,null,null,null,null,null,null,""]
[null,"000605","Current","Pre-Payment Interface Device","10:63","00:90","01","01","04:16:05:01","SMETS V1.2","GBCS Version 0.0","",null,null,null,null,null,null,null,""]
[null,"000606","Current","Pre-Payment Interface Device","10:63","00:90","01","01","04:19:00:04","SMETS V1.2","GBCS Version 0.0","",null,null,null,null,null,null,null,""]
[null,"000607","Current","Pre-Payment Interface Device","10:63","00:90","01","01","04:19:00:06","SMETS V1.2","GBCS Version 0.0","",null,null,null,null,null,null,null,""]
[null,"000608","Current","Pre-Payment Interface Device","10:63","00:90","01","01","04:20:00:00","SMETS V1.2","GBCS Version 0.0","",null,null,null,null,null,null,null,""]
[null,"000609","Current","Pre-Payment Interface Device","10:63","00:90","01","01","04:21:00:00","SMETS V1.2","GBCS Version 0.0","",null,null,null,null,null,null,null,""]
[null,"000610","Current","Pre-Payment Interface Device","10:63","00:90","01","01","04:21:00:01","SMETS V1.2","GBCS Version 0.0","",null,null,null,null,null,null,null,""]
[null,"000611","Current","Pre-Payment Interface Device","10:63","00:90","01","01","04:22:00:00","SMETS V1.2","GBCS Version 0.0","",null,null,null,null,null,null,null,""]
[null,"000612","Current","Pre-Payment Interface Device","10:63","00:90","01","01","05:16:00:00","SMETS V1.2","GBCS Version 0.0","",null,null,null,null,null,null,null,""]
[null,"000613","Current","Pre-Payment Interface Device","10:63","00:90","01","01","05:19:00:00","SMETS V1.2","GBCS Version 0.0","",null,null,null,null,null,null,null,""]
[null,"000614","Current","Pre-Payment Interface Device","10:90","00:03","02","00","10:01:04:2A","SMETS V1.2","GBCS Version 0.0","",null,null,null,null,null,null,null,""]
[null,"000615","Current","Pre-Payment Interface Device","10:90","00:03","02","00","10:01:04:D2","SMETS V1.2","GBCS Version 0.0","",null,null,null,null,null,null,null,""]
[null,"000616","Current","Pre-Payment Interface Device","10:90","00:03","02","00","10:11:05:00","SMETS V1.2","GBCS Version 0.0","",null,null,null,null,null,null,null,""]
[null,"000617","Current","Pre-Payment Interface Device","10:90","00:03","02","00","10:41:08:00","SMETS V1.2","GBCS Version 0.0","",null,null,null,null,null,null,null,""]
[null,"000618","Current","Pre-Payment Interface Device","10:90","00:03","02","00","10:41:08:02","SMETS V1.2","GBCS Version 0.0","",null,null,null,null,null,null,null,""]
[null,"000619","Current","Pre-Payment Interface Device","10:90","00:03","02","00","10:41:08:03","SMETS V1.2","GBCS Version 0.0","",null,null,null,null,null,null,null,""]
[null,"000620","Current","Pre-Payment Interface Device","10:90","00:03","02","00","20:01:08:3D","SMETS V1.2","GBCS Version 0.0","",null,null,null,null,null,null,null,""]
[null,"000621","Current","Pre-Payment Interface Device","10:90","00:03","02","00","20:01:08:47","SMETS V1.2","GBCS Version 0.0","",null,null,null,null,null,null,null,""]
[null,"000622","Current","Pre-Payment Interface Device","10:90","00:03","02","00","20:01:09:52","SMETS V1.2","GBCS Version 0.0","",null,null,null,null,null,null,null,""]
[null,"000623","Current","Pre-Payment Interface Device","10:90","00:03","02","00","20:11:09:02","SMETS V1.2","GBCS Version 0.0","",null,null,null,null,null,null,null,""]
[null,"000624","Current","Pre-Payment Interface Device","10:90","00:06","02","00","30:91:09:01","SMETS V1.2","GBCS Version 0.0","",null,null,null,null,null,null,null,""]
[null,"000625","Current","Pre-Payment Interface Device","10:90","00:06","02","00","30:91:09:34","SMETS V1.2","GBCS Version 0.0","",null,null,null,null,null,null,null,""]
[null,"000626","Current","Pre-Payment Interface Device","10:90","00:06","02","00","31:01:09:01","SMETS V1.2","GBCS Version 0.0","",null,null,null,null,null,null,null,""]
[null,"000627","Current","Communications Hub","10:C7","00:03","02","00","22:0A:00:00","SMETS V1.2","GBCS Version 0.0","",null,null,null,null,null,null,"Trilliant","FF:C3:E7:45:D0:FC:D8:C7:E5:66:82:B9:B8:01:EA:97:A5:FB:4C:D7:5B:15:37:91:23:60:A7:F7:CC:CB:86:E3","SEAP-2001-V"]
[null,"000628","Current","Gas Smart Meter","10:63","47:72","01","01","03:03:32:54","SMETS V4.2","GBCS Version 3.2","[R] NCSC-1433053936-4144","Security Characteristics version 1.2","2024-06-24",null,null,"ZIG21087ZSE13076-24","ZigBee Smart Energy Standard 1.4","Landis+Gyr","36:42:13:5C:1B:F7:C1:C8:DF:93:9A:A2:54:B5:E1:62:5E:33:22:47:FB:E4:5B:69:FD:28:1A:7C:78:FD:91:77","whole image"]
[null,"000629","Removed","Communications Hub","10:86","54:31","22","60","0C:24:00:00","CHTS V1.3","GBCS Version 3.2","[R] NCSC-1433053936-3917","Security Characteristics version 1.2","2029-08-24",null,null,"ZIG22004ZSE13084-24","ZigBee Smart Energy Standard 1.4","TOS","40:1D:84:FE:F2:AC:23:79:AE:BB:E0:23:FC:5A:80:AB:77:06:C3:06:79:D7:20:FE:B6:AA:39:BF:9E:0C:56:AE","Single Band "]
[null,"000630","Removed","Communications Hub","10:86","54:32","23","60","0C:24:00:00","CHTS V1.3","GBCS Version 3.2","[R] NCSC-1433053936-3917","Security Characteristics version 1.2","2029-08-24",null,null,"ZIG22005ZSE13085-24","ZigBee Smart Energy Standard 1.4","TOS","40:1D:84:FE:F2:AC:23:79:AE:BB:E0:23:FC:5A:80:AB:77:06:C3:06:79:D7:20:FE:B6:AA:39:BF:9E:0C:56:AE","Single Band "]
[null,"000631","Removed","Communications Hub","10:86","54:34","24","60","0C:24:00:00","CHTS V1.3","GBCS Version 3.2","[R] NCSC-1433053936-3917","Security Characteristics version 1.2","2029-08-24",null,null,"ZIG22006ZSE13086-24","ZigBee Smart Energy Standard 1.4","TOS","40:1D:84:FE:F2:AC:23:79:AE:BB:E0:23:FC:5A:80:AB:77:06:C3:06:79:D7:20:FE:B6:AA:39:BF:9E:0C:56:AE","Single Band "]
[null,"000632","Current","Communications Hub","10:86","55:31","04","60","0D:03:00:00","CHTS V1.3","GBCS Version 3.2","[E] 1433053936-2202","Security Characteristics version 1.3","2025-01-21",null,null,"ZIG22011ZSE13091-24","ZigBee Smart Energy Standard 1.4","TOS","DF:4C:BC:F5:51:C0:FA:A8:46:14:FD:51:E7:BC:46:CA:E8:58:BC:49:E1:8B:64:B0:E0:2E:1F:D4:F8:6F:56:64","Dual Band"]
[null,"000633","Current","Communications Hub","10:86","55:32","04","60","0D:03:00:00","CHTS V1.3","GBCS Version 3.2","[E] 1433053936-2202","Security Characteristics version 1.3","2025-01-21",null,null,"ZIG22009ZSE13089-24","ZigBee Smart Energy Standard 1.4","TOS","DF:4C:BC:F5:51:C0:FA:A8:46:14:FD:51:E7:BC:46:CA:E8:58:BC:49:E1:8B:64:B0:E0:2E:1F:D4:F8:6F:56:64","Dual Band"]
[null,"000634","Current","Communications Hub","10:86","55:34","04","60","0D:03:00:00","CHTS V1.3","GBCS Version 3.2","[E] 1433053936-2202","Security Characteristics version 1.3","2025-01-21",null,null,"ZIG22007ZSE13087-24","ZigBee Smart Energy Standard 1.4","TOS","DF:4C:BC:F5:51:C0:FA:A8:46:14:FD:51:E7:BC:46:CA:E8:58:BC:49:E1:8B:64:B0:E0:2E:1F:D4:F8:6F:56:64","Dual Band"]
[null,"000635","Current","Single Element Electricity Metering Equipment","10:63","00:06","02","04","38:04:02:02","SMETS V4.2","GBCS Version 3.2","[E] NCSC-1433053936-1497","Security Characteristics version 1.2","2024-05-29",2569,"CTT 3.1","ZIG22017ZSE13097-24","ZigBee Smart Energy Standard 1.4","Landis+Gyr","14:9F:2B:D9:98:6F:DE:B4:7E:BF:B5:46:92:05:0D:53:4E:06:5A:27:71:C7:C3:BC:DF:00:07:CD:4B:FB:33:91","Fragment 1 of 1 of FW version 38.04.02.02"]
[null,"000636","Current","Single Element Electricity Metering Equipment","10:63","00:05","02","03","38:90:00:10","SMETS V5.0","GBCS Version 4.0","[E] NCSC-1433053936-1497","Security Characteristics version 1.2","2024-05-29",2709,"CTT 4.1","ZIG22016ZSE13096-24","ZigBee Smart Energy Standard 1.4","Landis + Gyr","26:22:BB:A2:13:CD:77:92:78:1A:BF:ED:6D:23:8B:CB:05:9C:C4:68:BA:BB:B2:7C:1A:0B:14:C7:B9:D3:31:45","Fragment of 38.90.00.10"]
[null,"000637","Current","Single Element Electricity Metering Equipment","10:63","00:05","02","04","38:90:00:10","SMETS V5.0","GBCS Version 4.0","[E] NCSC-1433053936-1497","Security Characteristics version 1.2","2024-05-29",2709,"CTT 4.1","ZIG22022ZSE13102-24","ZigBee Smart Energy Standard 1.4","Landis + Gyr","26:22:BB:A2:13:CD:77:92:78:1A:BF:ED:6D:23:8B:CB:05:9C:C4:68:BA:BB:B2:7C:1A:0B:14:C7:B9:D3:31:45","Fragment of 38.90.00.10"]
[null,"000638","Current","Single Element Electricity Metering Equipment","11:8F","00:00","02","07","00:07:08:04","SMETS V4.2","GBCS Version 3.2","[E] 1433053936-2958","Security Characteristics version 1.2","2023-08-30",1924,"CTT 3.1","ZIG19017ZSE12783-24","ZigBee Smart Energy Standard 1.4","Aclara","80:4E:08:CF:0A:9A:07:CA:71:03:97:ED:0F:D4:E1:8E:62:00:D3:60:4F:6F:F2:A7:45:DA:A9:1B:E7:9B:D9:2A","Complete Image for SGM1411B 7.8.4"]
[null,"000639","Current","Single Element Electricity Metering Equipment","11:8F","00:00","01","00","00:07:08:04","SMETS V4.2","GBCS Version 3.2","[E] 1433053936-2958","Security Characteristics version 1.2","2023-08-30",1830,"CTT 3.0","ZIG19017ZSE12783-24","ZigBee Smart Energy Standard 1.4","Aclara","80:4E:08:CF:0A:9A:07:CA:71:03:97:ED:0F:D4:E1:8E:62:00:D3:60:4F:6F:F2:A7:45:DA:A9:1B:E7:9B:D9:2A","Complete Image for SGM1412B 7.8.4"]
[null,"000640","Current","Single Element Electricity Metering Equipment","11:8F","00:00","01","07","00:07:08:04","SMETS V4.2","GBCS Version 3.2","[E] 1433053936-2958","Security Characteristics version 1.2","2023-08-30",1830,"CTT 3.0","ZIG19017ZSE12783-24","ZigBee Smart Energy Standard 1.4","Aclara","80:4E:08:CF:0A:9A:07:CA:71:03:97:ED:0F:D4:E1:8E:62:00:D3:60:4F:6F:F2:A7:45:DA:A9:1B:E7:9B:D9:2A","Complete Image for SGM1412B 7.8.4"]
[null,"000641","Current","Single Element Electricity Metering Equipment","11:8F","00:00","03","01","00:07:08:04","SMETS V4.2","GBCS Version 3.2","[E] 1433053936-2958","Security Characteristics version 1.2","2023-08-30",2241,"CTT 3.1","ZIG19100ZSE12866-24","ZigBee Smart Energy Standard 1.4","Aclara","80:4E:08:CF:0A:9A:07:CA:71:03:97:ED:0F:D4:E1:8E:62:00:D3:60:4F:6F:F2:A7:45:DA:A9:1B:E7:9B:D9:2A","Complete Image for SGM1415B 7.8.4"]
[null,"000642","Current","Single Element Electricity Metering Equipment","11:8F","00:00","03","02","00:07:08:04","SMETS V4.2","GBCS Version 3.2","[E] 1433053936-2958","Security Characteristics version 1.2","2023-08-30",2241,"CTT 3.1","ZIG19100ZSE12866-24","ZigBee Smart Energy Standard 1.4","Aclara","80:4E:08:CF:0A:9A:07:CA:71:03:97:ED:0F:D4:E1:8E:62:00:D3:60:4F:6F:F2:A7:45:DA:A9:1B:E7:9B:D9:2A","Complete Image for SGM1415B 7.8.4"]
[null,"000643","Current","Single Element Electricity Metering Equipment","11:8F","00:00","04","01","00:07:08:04","SMETS V4.2","GBCS Version 3.2","[E] 1433053936-2958","Security Characteristics version 1.2","2023-08-30",2241,"CTT 3.1","ZIG19100ZSE12866-24","ZigBee Smart Energy Standard 1.4","Aclara","80:4E:08:CF:0A:9A:07:CA:71:03:97:ED:0F:D4:E1:8E:62:00:D3:60:4F:6F:F2:A7:45:DA:A9:1B:E7:9B:D9:2A","Complete Image for SGM1416B 7.8.4"]
[null,"000644","Current","Single Element Electricity Metering Equipment","11:8F","00:00","04","02","00:07:08:04","SMETS V4.2","GBCS Version 3.2","[E] 1433053936-2958","Security Characteristics version 1.2","2023-08-30",2241,"CTT 3.1","ZIG19100ZSE12866-24","ZigBee Smart Energy Standard 1.4","Aclara","80:4E:08:CF:0A:9A:07:CA:71:03:97:ED:0F:D4:E1:8E:62:00:D3:60:4F:6F:F2:A7:45:DA:A9:1B:E7:9B:D9:2A","Complete Image for SGM1416B 7.8.4"]
[null,"000645","Current","Twin Element Electricity Metering Equipment","11:8F","00:00","05","01","00:07:08:04","SMETS V4.2","GBCS Version 3.2","[E] 1433053936-2958","Security Characteristics version 1.2","2023-08-30",2241,"CTT 3.1","ZIG19100ZSE12866-24","ZigBee Smart Energy Standard 1.4","Aclara","80:4E:08:CF:0A:9A:07:CA:71:03:97:ED:0F:D4:E1:8E:62:00:D3:60:4F:6F:F2:A7:45:DA:A9:1B:E7:9B:D9:2A","Complete Image for SGM1422B 7.8.4"]
[null,"000646","Current","Twin Element Electricity Metering Equipment","11:8F","00:00","05","02","00:07:08:04","SMETS V4.2","GBCS Version 3.2","[E] 1433053936-2958","Security Characteristics version 1.2","2023-08-30",2241,"CTT 3.1","ZIG19100ZSE12866-24","ZigBee Smart Energy Standard 1.4","Aclara","80:4E:08:CF:0A:9A:07:CA:71:03:97:ED:0F:D4:E1:8E:62:00:D3:60:4F:6F:F2:A7:45:DA:A9:1B:E7:9B:D9:2A","Complete Image for SGM1422B 7.8.4"]
[null,"000647","Current","Polyphase Electricity Metering Equipment","11:8F","00:00","06","01","00:07:08:04","SMETS V4.2","GBCS Version 3.2","[E] 1433053936-3227","Security Characteristics version 1.2","2023-08-30",2374,"CTT 3.1","ZIG20062ZSE12944-24","ZigBee Smart Energy Standard 1.4","Aclara","80:4E:08:CF:0A:9A:07:CA:71:03:97:ED:0F:D4:E1:8E:62:00:D3:60:4F:6F:F2:A7:45:DA:A9:1B:E7:9B:D9:2A","Complete Image for SGM1431B 7.8.4"]
[null,"000648","Current","Polyphase Electricity Metering Equipment","11:8F","00:00","07","01","00:07:08:04","SMETS V4.2","GBCS Version 3.2","[E] 1433053936-3227","Security Characteristics version 1.2","2023-08-30",2374,"CTT 3.1","ZIG20062ZSE12944-24","ZigBee Smart Energy Standard 1.4","Aclara","80:4E:08:CF:0A:9A:07:CA:71:03:97:ED:0F:D4:E1:8E:62:00:D3:60:4F:6F:F2:A7:45:DA:A9:1B:E7:9B:D9:2A","Complete Image for SGM1432B 7.8.4"]
[null,"000649","Current","Polyphase Electricity Metering Equipment","11:8F","00:00","08","01","00:07:08:04","SMETS V4.2","GBCS Version 3.2","[E] 1433053936-3227","Security Characteristics version 1.2","2023-08-30",2374,"CTT 3.1","ZIG20062ZSE12944-24","ZigBee Smart Energy Standard 1.4","Aclara","80:4E:08:CF:0A:9A:07:CA:71:03:97:ED:0F:D4:E1:8E:62:00:D3:60:4F:6F:F2:A7:45:DA:A9:1B:E7:9B:D9:2A","Complete Image for SGM1433B 7.8.4"]
[null,"000650","Current","Gas Smart Meter","12:64","00:00","66","12","22:12:2E:28","SMETS V4.2","GBCS Version 3.2","[E] NCSC-1433053936-3767","Security Characteristics version 1.3","2027-11-30",null,null,"ZIG21078ZSE13067-2","ZigBee Smart Energy Standard 1.4",null,""]
[null,"000651","Current","Single Element Electricity Metering Equipment","10:31","A0:A1","01","3D","08:00:00:00","SMETS V4.2","GBCS Version 3.2","[E] NCSC-1433053936-2889","Security Characteristics version 1.2","2025-12-19",2348,"CTT 3.1","ZIG21089ZSE13078-24","ZigBee Smart Energy Standard 1.4","Secure Meters (UK) Limited","E3:95:58:62:2E:BF:5C:CC:BF:00:F6:B9:51:71:38:5B:E6:5C:6D:17:33:D0:01:B0:1F:59:6E:7D:7F:86:DD:CF","Complete Image"]
[null,"000652","Current","Gas Smart Meter","10:31","B0:A1","01","44","08:00:00:00","SMETS V4.2","GBCS Version 3.2","[E] NCSC-1433053936-2890","Security Characteristics version 1.2","2025-12-19",null,null,"ZIG21088ZSE13077-24","ZigBee Smart Energy Standard 1.4","Secure Meters (UK) Limited","EE:12:4E:A6:55:84:93:9E:9B:8B:38:9B:6F:E1:29:16:E7:95:F5:DB:E3:3B:A6:DB:35:BB:F2:12:F4:2F:8C:B6","Complete Image\nSingle Band (2.4GHz)"]
[null,"000653","Current","Single Element Electricity Metering Equipment","11:8F","00:02","02","00","00:03:03:08","SMETS V1.2","GBCS Version 0.0","",null,null,null,null,null,null,"Aclara","F1:C9:71:B6:62:40:1D:AA:CC:04:16:20:87:7B:BA:70:A5:EF:84:DC:9D:1C:AB:B5:D6:38:98:BC:28:E1:4B:4B","Complete Image for SGM131x FW 3.3.8"]
[null,"000654","Current","Pre-Payment Interface Device","10:E0","00:0D","00","01","00:01:01:00","SMETS V4.2","GBCS Version 3.2","",null,null,null,null,"ZIG22036ZSE13116-24","ZigBee Smart Energy Standard 1.4",null,""]
[null,"000655","Current","Single Element Electricity Metering Equipment","10:28","D7:00","01","03","05:1B:05:0D","SMETS V4.2","GBCS Version 3.2","[R] NCSC-1433053936-4226","Security Characteristics version 1.2","2024-09-25",2713,"CTT 4.1","ZIG22034ZSE13114-24","ZigBee Smart Energy Standard 1.4","Itron","4E:B1:E1:21:A2:9A:BD:85:93:75:EE:94:A8:F1:5B:44:2D:31:C3:7C:C0:19:8E:53:B0:98:E3:2B:EA:CC:B3:76","Zigbee-only update"]
[null,"000656","Current","Single Element Electricity Metering Equipment","10:28","D7:00","01","05","05:1B:05:0D","SMETS V4.2","GBCS Version 3.2","[R] NCSC-1433053936-4226","Security Characteristics version 1.2","2024-09-25",2713,"CTT 4.1","ZIG22034ZSE13114-24","ZigBee Smart Energy Standard 1.4","Itron","4E:B1:E1:21:A2:9A:BD:85:93:75:EE:94:A8:F1:5B:44:2D:31:C3:7C:C0:19:8E:53:B0:98:E3:2B:EA:CC:B3:76","Zigbee-only update"]
[null,"000657","Current","Single Element Electricity Metering Equipment","10:28","D7:00","01","03","05:22:05:0D","SMETS V4.2","GBCS Version 3.2","[R] NCSC-1433053936-4226","Security Characteristics version 1.2","2024-09-25",2713,"CTT 4.1","ZIG22034ZSE13114-24","ZigBee Smart Energy Standard 1.4","Itron","A0:E8:16:4E:3E:8B:CC:60:B6:33:96:BF:9E:8C:B5:8E:54:1E:B1:5A:09:DA:B5:AE:18:A3:79:CB:E7:FC:B0:8A","Application-only update"]
[null,"000658","Current","Single Element Electricity Metering Equipment","10:28","D7:00","01","05","05:22:05:0D","SMETS V4.2","GBCS Version 3.2","[R] NCSC-1433053936-4226","Security Characteristics version 1.2","2024-09-25",2713,"CTT 4.1","ZIG22034ZSE13114-24","ZigBee Smart Energy Standard 1.4","Itron","A0:E8:16:4E:3E:8B:CC:60:B6:33:96:BF:9E:8C:B5:8E:54:1E:B1:5A:09:DA:B5:AE:18:A3:79:CB:E7:FC:B0:8A","Application-only update"]
[null,"000659","Current","Single Element Electricity Metering Equipment","11:25","31:32","41","31","17:10:16:17","SMETS V4.2","GBCS Version 3.2","[R] NCSC-1433053936-4379","Security Characteristics version 1.2","2030-03-12",1911,"CTT 3.1","ZIG20080ZSE12962-24","ZigBee Smart Energy Standard 1.4","Kaifa","5A:C9:1E:CE:D6:C8:AA:6D:23:1D:51:D7:52:05:90:5A:EE:75:B3:DC:69:CC:46:CE:13:D9:17:74:78:03:8A:13","Complete Image"]
[null,"000660","Current","Single Element Electricity Metering Equipment","11:25","31:33","43","30","17:10:16:17","SMETS V4.2","GBCS Version 3.2","[R] NCSC-1433053936-4379","Security Characteristics version 1.2","2030-03-12",2208,"CTT 3.1","ZIG20080ZSE12962-24","ZigBee Smart Energy Standard 1.4","Kaifa","5A:C9:1E:CE:D6:C8:AA:6D:23:1D:51:D7:52:05:90:5A:EE:75:B3:DC:69:CC:46:CE:13:D9:17:74:78:03:8A:13","Complete Image"]
[null,"000661","Current","Pre-Payment Interface Device","10:E0","00:19","00","01","00:02:00:00","SMETS V4.2","GBCS Version 3.2","","Not Relevant",null,null,null,"ZIG22027ZSE13107-24","ZigBee Smart Energy Standard 1.4",null,""]
[null,"000662","Current","Single Element Electricity Metering Equipment","10:63","00:06","02","04","38:04:04:04","SMETS V4.2","GBCS Version 3.2","[E] 1433053936-1497","Security Characteristics version 1.2","2024-05-29",2716,"CTT 4.1","ZIG22028ZSE13108-24","ZigBee Smart Energy Standard 1.4","Landis+Gyr","8A:C9:AF:32:9C:BA:59:E1:33:62:63:4A:7B:DB:79:5E:E0:D1:E4:11:B7:31:E7:24:40:46:DC:12:1B:E8:79:D4","Fragment 1 of 1 of FW version 38.04.04.04"]
[null,"000663","Current","Single Element Electricity Metering Equipment","10:63","00:05","02","02","38:04:04:04","SMETS V4.2","GBCS Version 3.2","[E] 1433053936-1497","Security Characteristics version 1.2","2024-05-29",2716,"CTT 4.1","ZIG22026ZSE13106-24","ZigBee Smart Energy Standard 1.4","Landis+Gyr","8A:C9:AF:32:9C:BA:59:E1:33:62:63:4A:7B:DB:79:5E:E0:D1:E4:11:B7:31:E7:24:40:46:DC:12:1B:E8:79:D4","Fragment 1 of 1 of FW version 38.04.04.04"]
[null,"000664","Current","Single Element Electricity Metering Equipment","10:63","00:05","02","03","38:04:04:04","SMETS V4.2","GBCS Version 3.2","[E] 1433053936-1497","Security Characteristics version 1.2","2024-05-29",2716,"CTT 4.1","ZIG22024ZSE13104-24","ZigBee Smart Energy Standard 1.4","Landis+Gyr","8A:C9:AF:32:9C:BA:59:E1:33:62:63:4A:7B:DB:79:5E:E0:D1:E4:11:B7:31:E7:24:40:46:DC:12:1B:E8:79:D4","Fragment 1 of 1 of FW version 38.04.04.04"]
[null,"000665","Current","Single Element Electricity Metering Equipment","10:63","00:05","02","04","38:04:04:04","SMETS V4.2","GBCS Version 3.2","[E] 1433053936-1497","Security Characteristics version 1.2","2024-05-29",2716,"CTT 4.1","ZIG22025ZSE13105-24","ZigBee Smart Energy Standard 1.4","Landis+Gyr","8A:C9:AF:32:9C:BA:59:E1:33:62:63:4A:7B:DB:79:5E:E0:D1:E4:11:B7:31:E7:24:40:46:DC:12:1B:E8:79:D4","Fragment 1 of 1 of FW version 38.04.04.04"]
[null,"000666","Current","Single Element Electricity Metering Equipment","10:28","56:78","02","01","03:50:53:17","SMETS V1.2","GBCS Version 0.0","",null,null,null,null,null,null,"Itron","04:8E:7C:BF:E0:9F:E3:2E:93:F1:EE:72:37:F5:4B:C2:6D:A8:D4:2A:9C:93:65:BE:74:78:B4:C4:41:3F:19:59","Application"]
[null,"000667","Current","Single Element Electricity Metering Equipment","10:63","00:03","02","01","24:04:04:04","SMETS V4.2","GBCS Version 3.2","[E] 1433053936-1497","Security Characteristics version 1.2","2024-05-29",2717,"CTT 4.1","ZIG22035ZSE13115-24","ZigBee Smart Energy Standard 1.4","Landis+Gyr","C9:E8:0A:55:75:E5:B6:9E:3A:0B:32:6E:92:45:4B:4E:DC:5E:0C:BD:7E:A6:1A:53:35:02:22:D2:71:A9:FC:23","Fragment 1 of 1 of FW version 24.04.04.04"]
[null,"000668","Current","Single Element Electricity Metering Equipment","10:63","00:03","02","02","24:04:04:04","SMETS V4.2","GBCS Version 3.2","[E] 1433053936-1497","Security Characteristics version 1.2","2024-05-29",2717,"CTT 4.1","ZIG22033ZSE13113-24","ZigBee Smart Energy Standard 1.4","Landis+Gyr","C9:E8:0A:55:75:E5:B6:9E:3A:0B:32:6E:92:45:4B:4E:DC:5E:0C:BD:7E:A6:1A:53:35:02:22:D2:71:A9:FC:23","Fragment 1 of 1 of FW version 24.04.04.04"]
[null,"000669","Current","Gas Smart Meter","10:28","C9:01","A5","00","03:09:B6:30","SMETS V4.2","GBCS Version 3.2","[E] 1433053936-3157","Security Characteristics version 1.2","2026-05-20",null,null,"ZIG20056ZSE12938-24","ZigBee Smart Energy Standard 1.4","49:74:72:6F:6E","15:F3:2C:37:B4:D4:75:AD:B8:C3:9B:FF:2B:18:96:98:AF:F6:F9:E9:48:0A:B8:56:1D:30:8A:E0:AD:1D:A5:B4","Fragment 1 of 1 of FW Version 03:09:B6:30 Single Band (2.4Ghz)"]
[null,"000670","Current","Pre-Payment Interface Device","10:90","00:07","02","00","05:10:00:00","SMETS V4.2","GBCS Version 3.2","","Not Relevant",null,null,null,"ZIG22040ZSE13120-24","ZigBee Smart Energy Standard 1.4",null,""]
[null,"000671","Current","Pre-Payment Interface Device","11:28","00:07","01","01","01:1F:00:00","SMETS V4.2","GBCS Version 3.2","",null,null,null,null,"ZIG21017ZSE13006-24","ZigBee Smart Energy Standard 1.4",null,""]
[null,"000672","Current","Pre-Payment Interface Device","11:28","00:06","01","01","01:1F:00:00","SMETS V4.2","GBCS Version 3.2","",null,null,null,null,"ZIG21016ZSE13005-24","ZigBee Smart Energy Standard 1.4",null,""]
[null,"000673","Current","Gas Smart Meter","10:28","C9:02","A5","00","03:89:B8:40","SMETS V4.2","GBCS Version 3.2","[E] 1433053936-3157","Security Characteristics version 1.3","2026-05-20",null,null,"ZIG20056ZSE12938-24","ZigBee Smart Energy Standard 1.4","49:74:72:6F:6E ","71:2C:44:96:BC:05:3F:43:35:B8:5E:6D:94:5C:85:5A:E5:E4:69:A9:9C:73:E0:00:E0:36:4D:1B:56:29:F5:91","Fragment 1 of 1 of FW Version 03:89:B8:40 Dual Band"]
[null,"000674","Current","Gas Smart Meter","11:92","11:11","11","11","01:C8:00:D1","SMETS V4.2","GBCS Version 3.2","[E] 1433053936-2163","Security Characteristics version 1.2","2024-12-20",null,null,"ZIG21023ZSE13012-24","ZigBee Smart Energy Standard 1.4","George Wilson Industries Ltd","3E:42:D2:38:AC:A7:47:08:88:C5:87:0C:D6:D1:B6:72:30:45:69:53:A9:54:FE:6F:E7:65:56:AC:B8:6C:D9:01","Complete Image"]
[null,"000675","Current","Gas Smart Meter","11:92","11:11","12","11","01:C8:00:D1","SMETS V4.2","GBCS Version 3.2","[E] 1433053936-2163","Security Characteristics version 1.2","2024-12-20",null,null,"ZIG21023ZSE13012-24","ZigBee Smart Energy Standard 1.4","George Wilson Industries Ltd","3E:42:D2:38:AC:A7:47:08:88:C5:87:0C:D6:D1:B6:72:30:45:69:53:A9:54:FE:6F:E7:65:56:AC:B8:6C:D9:01","Complete Image"]
[null,"000676","Current","Gas Smart Meter","10:31","B0:A1","01","44","09:00:00:00","SMETS V4.2","GBCS Version 3.2","[E] NCSC-1433053936-2890","Security Characteristics version 1.2","2025-12-19",null,null,"ZIG22039ZSE13119-24","ZigBee Smart Energy Standard 1.4","Secure Meters (UK) Limited","D5:2E:92:CA:66:81:34:13:B5:A0:58:70:23:E6:E1:13:9B:7C:3D:32:1E:01:2B:AD:52:75:91:2B:42:46:DE:67","Complete Image\nSingle Band (2.4GHz)"]
[null,"000677","Current","Communications Hub","10:72","57:31","01","00","04:00:00:07","CHTS V1.3","GBCS Version 3.2","[R] NCSC-1433053936-3951","Security Characteristics version 1.2","2023-11-01",null,null,"ZIG21037ZSE13026-24","ZigBee Smart Energy Standard 1.4","Wistron NeWeb Corp","CF:D7:26:2C:EF:15:BE:69:B7:F8:2D:17:E4:B9:D8:81:D9:79:FF:00:B7:00:85:F7:7B:8F:B9:53:BF:CA:68:47","Complete image; Single Band (2.4 GHz)"]
[null,"000678","Current","Communications Hub","10:72","57:31","01","01","04:00:00:07","CHTS V1.3","GBCS Version 3.2","[R] NCSC-1433053936-3950","Security Characteristics version 1.2","2029-11-30",null,null,"ZIG21037ZSE13026-24","ZigBee Smart Energy Standard 1.4","Wistron NeWeb Corp","CF:D7:26:2C:EF:15:BE:69:B7:F8:2D:17:E4:B9:D8:81:D9:79:FF:00:B7:00:85:F7:7B:8F:B9:53:BF:CA:68:47","Complete image; Single Band (2.4 GHz)"]
[null,"000679","Current","Communications Hub","10:72","57:31","01","02","04:00:00:07","CHTS V1.3","GBCS Version 3.2","[R] NCSC-1433053936-3950","Security Characteristics version 1.2","2029-11-30",null,null,"ZIG21037ZSE13026-24","ZigBee Smart Energy Standard 1.4","Wistron NeWeb Corp","CF:D7:26:2C:EF:15:BE:69:B7:F8:2D:17:E4:B9:D8:81:D9:79:FF:00:B7:00:85:F7:7B:8F:B9:53:BF:CA:68:47","Complete image; Single Band (2.4 GHz)"]
[null,"000680","Current","Gas Smart Meter","10:63","47:72","02","01","03:03:32:54","SMETS V4.2","GBCS Version 3.2","[R] NCSC-1433053936-4144","Security Characteristics version 1.2","2024-06-24",null,null,"ZIG22037ZSE13117-24","ZigBee Smart Energy Standard 1.4","Landis+Gyr","36:42:13:5C:1B:F7:C1:C8:DF:93:9A:A2:54:B5:E1:62:5E:33:22:47:FB:E4:5B:69:FD:28:1A:7C:78:FD:91:77","whole image"]
[null,"000681","Current","Single Element Electricity Metering Equipment","11:25","31:38","42","30","16:16:16:20","SMETS V4.2","GBCS Version 3.2","[R] NCSC-1433053936-4379","Security Characteristics version 1.2","2030-03-12",2720,"CTT 4.1","ZIG22023ZSE13103-24","ZigBee Smart Energy Standard 1.4","Kaifa","F5:F0:B8:3A:98:AE:99:13:21:0A:07:A7:32:E4:A1:F1:7A:A8:9E:85:77:F4:0B:06:69:8D:D9:9B:51:6D:E6:07","Full Image\nSupport 2.4GHZ Only"]
[null,"000682","Current","Single Element Electricity Metering Equipment","11:25","31:39","44","30","16:16:16:20","SMETS V4.2","GBCS Version 3.2","[R] NCSC-1433053936-4379","Security Characteristics version 1.2","2030-03-12",2720,"CTT 4.1","ZIG22023ZSE13103-24","ZigBee Smart Energy Standard 1.4","Kaifa","F5:F0:B8:3A:98:AE:99:13:21:0A:07:A7:32:E4:A1:F1:7A:A8:9E:85:77:F4:0B:06:69:8D:D9:9B:51:6D:E6:07","Full Image\nSupport 2.4GHZ Only"]
[null,"000683","Current","Single Element Electricity Metering Equipment","11:8F","00:00","02","07","00:07:08:06","SMETS V4.2","GBCS Version 3.2","[E] 1433053936-2958","Security Characteristics version 1.2","2023-08-30",1924,"CTT 3.1","ZIG19017ZSE12783-24","ZigBee Smart Energy Standard 1.4","Aclara","E6:4C:9D:C4:D1:7A:8B:BB:1C:20:D3:84:66:50:B1:D6:64:CC:C1:E0:70:9C:DE:76:98:E1:A7:94:92:E2:A2:4C","Complete Image for SGM1411B 7.8.6"]
[null,"000684","Current","Single Element Electricity Metering Equipment","11:8F","00:00","03","01","00:07:08:06","SMETS V4.2","GBCS Version 3.2","[E] 1433053936-2958","Security Characteristics version 1.2","2023-08-30",2241,"CTT 3.1","ZIG19017ZSE12783-24","ZigBee Smart Energy Standard 1.4","Aclara","E6:4C:9D:C4:D1:7A:8B:BB:1C:20:D3:84:66:50:B1:D6:64:CC:C1:E0:70:9C:DE:76:98:E1:A7:94:92:E2:A2:4C","Complete Image for SGM1415B 7.8.6"]
[null,"000685","Current","Single Element Electricity Metering Equipment","11:8F","00:00","03","02","00:07:08:06","SMETS V4.2","GBCS Version 3.2","[E] 1433053936-2958","Security Characteristics version 1.2","2023-08-30",2241,"CTT 3.1","ZIG19017ZSE12783-24","ZigBee Smart Energy Standard 1.4","Aclara","E6:4C:9D:C4:D1:7A:8B:BB:1C:20:D3:84:66:50:B1:D6:64:CC:C1:E0:70:9C:DE:76:98:E1:A7:94:92:E2:A2:4C","Complete Image for SGM1415B 7.8.6"]
[null,"000686","Current","Single Element Electricity Metering Equipment","11:8F","00:00","04","01","00:07:08:06","SMETS V4.2","GBCS Version 3.2","[E] 1433053936-2958","Security Characteristics version 1.2","2023-08-30",2241,"CTT 3.1","ZIG19017ZSE12783-24","ZigBee Smart Energy Standard 1.4","Aclara","E6:4C:9D:C4:D1:7A:8B:BB:1C:20:D3:84:66:50:B1:D6:64:CC:C1:E0:70:9C:DE:76:98:E1:A7:94:92:E2:A2:4C","Complete Image for SGM1416B 7.8.6"]
[null,"000687","Current","Single Element Electricity Metering Equipment","11:8F","00:00","04","02","00:07:08:06","SMETS V4.2","GBCS Version 3.2","[E] 1433053936-2958","Security Characteristics version 1.2","2023-08-30",2241,"CTT 3.1","ZIG19017ZSE12783-24","ZigBee Smart Energy Standard 1.4","Aclara","E6:4C:9D:C4:D1:7A:8B:BB:1C:20:D3:84:66:50:B1:D6:64:CC:C1:E0:70:9C:DE:76:98:E1:A7:94:92:E2:A2:4C","Complete Image for SGM1416B 7.8.6"]
[null,"000688","Current","Twin Element Electricity Metering Equipment","11:8F","00:00","05","01","00:07:08:06","SMETS V4.2","GBCS Version 3.2","[E] 1433053936-2958","Security Characteristics version 1.2","2023-08-30",2241,"CTT 3.1","ZIG19100ZSE12866-24","ZigBee Smart Energy Standard 1.4","Aclara","E6:4C:9D:C4:D1:7A:8B:BB:1C:20:D3:84:66:50:B1:D6:64:CC:C1:E0:70:9C:DE:76:98:E1:A7:94:92:E2:A2:4C","Complete Image for SGM1422B 7.8.6"]
[null,"000689","Current","Twin Element Electricity Metering Equipment","11:8F","00:00","05","02","00:07:08:06","SMETS V4.2","GBCS Version 3.2","[E] 1433053936-2958","Security Characteristics version 1.2","2023-08-30",2241,"CTT 3.1","ZIG19100ZSE12866-24","ZigBee Smart Energy Standard 1.4","Aclara","E6:4C:9D:C4:D1:7A:8B:BB:1C:20:D3:84:66:50:B1:D6:64:CC:C1:E0:70:9C:DE:76:98:E1:A7:94:92:E2:A2:4C","Complete Image for SGM1422B 7.8.6"]
[null,"000690","Current","Polyphase Electricity Metering Equipment","11:8F","00:00","06","02","00:07:08:04","SMETS V4.2","GBCS Version 3.2","[E] 1433053936-3227","Security Characteristics version 1.2","2023-08-30",2374,"CTT 3.1","ZIG20062ZSE12944-24","ZigBee Smart Energy Standard 1.4","Aclara","80:4E:08:CF:0A:9A:07:CA:71:03:97:ED:0F:D4:E1:8E:62:00:D3:60:4F:6F:F2:A7:45:DA:A9:1B:E7:9B:D9:2A","Complete Image for SGM1431B 7.8.4"]
[null,"000691","Current","Polyphase Electricity Metering Equipment","11:8F","00:00","06","01","00:07:08:06","SMETS V4.2","GBCS Version 3.2","[E] 1433053936-3227","Security Characteristics version 1.2","2023-08-30",2374,"CTT 3.1","ZIG20062ZSE12944-24","ZigBee Smart Energy Standard 1.4","Aclara","E6:4C:9D:C4:D1:7A:8B:BB:1C:20:D3:84:66:50:B1:D6:64:CC:C1:E0:70:9C:DE:76:98:E1:A7:94:92:E2:A2:4C","Complete Image for SGM1431B 7.8.6"]
[null,"000692","Current","Polyphase Electricity Metering Equipment","11:8F","00:00","06","02","00:07:08:06","SMETS V4.2","GBCS Version 3.2","[E] 1433053936-3227","Security Characteristics version 1.2","2023-08-30",2374,"CTT 3.1","ZIG20062ZSE12944-24","ZigBee Smart Energy Standard 1.4","Aclara","E6:4C:9D:C4:D1:7A:8B:BB:1C:20:D3:84:66:50:B1:D6:64:CC:C1:E0:70:9C:DE:76:98:E1:A7:94:92:E2:A2:4C","Complete Image for SGM1431B 7.8.6"]
[null,"000693","Current","Polyphase Electricity Metering Equipment","11:8F","00:00","07","02","00:07:08:04","SMETS V4.2","GBCS Version 3.2","[E] 1433053936-3227","Security Characteristics version 1.2","2023-08-30",2374,"CTT 3.1","ZIG20062ZSE12944-24","ZigBee Smart Energy Standard 1.4","Aclara","80:4E:08:CF:0A:9A:07:CA:71:03:97:ED:0F:D4:E1:8E:62:00:D3:60:4F:6F:F2:A7:45:DA:A9:1B:E7:9B:D9:2A","Complete Image for SGM1432B 7.8.4"]
[null,"000694","Current","Polyphase Electricity Metering Equipment","11:8F","00:00","07","01","00:07:08:06","SMETS V4.2","GBCS Version 3.2","[E] 1433053936-3227","Security Characteristics version 1.2","2023-08-30",2374,"CTT 3.1","ZIG20062ZSE12944-24","ZigBee Smart Energy Standard 1.4","Aclara","E6:4C:9D:C4:D1:7A:8B:BB:1C:20:D3:84:66:50:B1:D6:64:CC:C1:E0:70:9C:DE:76:98:E1:A7:94:92:E2:A2:4C","Complete Image for SGM1432B 7.8.6"]
[null,"000695","Current","Polyphase Electricity Metering Equipment","11:8F","00:00","07","02","00:07:08:06","SMETS V4.2","GBCS Version 3.2","[E] 1433053936-3227","Security Characteristics version 1.2","2023-08-30",2374,"CTT 3.1","ZIG20062ZSE12944-24","ZigBee Smart Energy Standard 1.4","Aclara","E6:4C:9D:C4:D1:7A:8B:BB:1C:20:D3:84:66:50:B1:D6:64:CC:C1:E0:70:9C:DE:76:98:E1:A7:94:92:E2:A2:4C","Complete Image for SGM1432B 7.8.6"]
[null,"000696","Current","Polyphase Electricity Metering Equipment","11:8F","00:00","08","02","00:07:08:04","SMETS V4.2","GBCS Version 3.2","[E] 1433053936-3227","Security Characteristics version 1.2","2023-08-30",2374,"CTT 3.1","ZIG20062ZSE12944-24","ZigBee Smart Energy Standard 1.4","Aclara","80:4E:08:CF:0A:9A:07:CA:71:03:97:ED:0F:D4:E1:8E:62:00:D3:60:4F:6F:F2:A7:45:DA:A9:1B:E7:9B:D9:2A","Complete Image for SGM1433B 7.8.4"]
[null,"000697","Current","Polyphase Electricity Metering Equipment","11:8F","00:00","08","01","00:07:08:06","SMETS V4.2","GBCS Version 3.2","[E] 1433053936-3227","Security Characteristics version 1.2","2023-08-30",2374,"CTT 3.1","ZIG20062ZSE12944-24","ZigBee Smart Energy Standard 1.4","Aclara","E6:4C:9D:C4:D1:7A:8B:BB:1C:20:D3:84:66:50:B1:D6:64:CC:C1:E0:70:9C:DE:76:98:E1:A7:94:92:E2:A2:4C","Complete Image for SGM1433B 7.8.6"]
[null,"000698","Current","Polyphase Electricity Metering Equipment","11:8F","00:00","08","02","00:07:08:06","SMETS V4.2","GBCS Version 3.2","[E] 1433053936-3227","Security Characteristics version 1.2","2023-08-30",2374,"CTT 3.1","ZIG20062ZSE12944-24","ZigBee Smart Energy Standard 1.4","Aclara","E6:4C:9D:C4:D1:7A:8B:BB:1C:20:D3:84:66:50:B1:D6:64:CC:C1:E0:70:9C:DE:76:98:E1:A7:94:92:E2:A2:4C","Complete Image for SGM1433B 7.8.6"]
[null,"000699","Current","Single Element Electricity Metering Equipment","11:8F","00:00","01","00","00:07:08:06","SMETS V4.2","GBCS Version 3.2","[E] 1433053936-2958","Security Characteristics version 1.2","2023-08-30",2241,"CTT 3.1","ZIG19017ZSE12783-24","ZigBee Smart Energy Standard 1.4","Aclara","E6:4C:9D:C4:D1:7A:8B:BB:1C:20:D3:84:66:50:B1:D6:64:CC:C1:E0:70:9C:DE:76:98:E1:A7:94:92:E2:A2:4C","Complete Image for SGM1412B 7.8.6"]
[null,"000700","Current","Single Element Electricity Metering Equipment","11:8F","00:00","01","07","00:07:08:06","SMETS V4.2","GBCS Version 3.2","[E] 1433053936-2958","Security Characteristics version 1.2","2023-08-30",2241,"CTT 3.1","ZIG19017ZSE12783-24","ZigBee Smart Energy Standard 1.4","Aclara","E6:4C:9D:C4:D1:7A:8B:BB:1C:20:D3:84:66:50:B1:D6:64:CC:C1:E0:70:9C:DE:76:98:E1:A7:94:92:E2:A2:4C","Complete Image for SGM1412B 7.8.6"]
[null,"000701","Current","Polyphase Electricity Metering Equipment","11:25","33:32","51","30","05:30:18:20","SMETS V4.2","GBCS Version 3.2","[R] NCSC-1433053936-4379","Security Characteristics version 1.2","2030-03-12",2721,"CTT 4.1","ZIG22023ZSE13103-24","ZigBee Smart Energy Standard 1.4","Kaifa","F0:59:27:B2:23:5A:15:F8:85:84:97:0F:BA:AC:30:FE:14:76:41:32:66:3B:C1:A2:6A:15:5A:9A:D3:A9:B3:42","Kaifa"]
[null,"000702","Current","Single Element Electricity Metering Equipment","11:25","31:38","42","30","16:16:17:20","SMETS V4.2","GBCS Version 3.2","[R] NCSC-1433053936-4379","Security Characteristics version 1.2","2030-03-12",2720,"CTT 4.1","ZIG22023ZSE13103-24","ZigBee Smart Energy Standard 1.4","Kaifa","BB:0D:99:47:B8:C8:94:53:C9:4E:91:5B:C0:9C:A7:D1:2E:E6:A9:7E:6A:59:AA:0D:83:1F:8A:EB:ED:65:C0:69","Kaifa"]
[null,"000703","Current","Single Element Electricity Metering Equipment","11:25","31:39","44","30","16:16:17:20","SMETS V4.2","GBCS Version 3.2","[R] NCSC-1433053936-4379","Security Characteristics version 1.2","2030-03-12",2720,"CTT 4.1","ZIG22023ZSE13103-24","ZigBee Smart Energy Standard 1.4","Kaifa","BB:0D:99:47:B8:C8:94:53:C9:4E:91:5B:C0:9C:A7:D1:2E:E6:A9:7E:6A:59:AA:0D:83:1F:8A:EB:ED:65:C0:69","Kaifa"]
[null,"000704","Current","Polyphase Electricity Metering Equipment","11:25","33:32","51","30","05:30:19:20","SMETS V4.2","GBCS Version 3.2","[R] NCSC-1433053936-4379","Security Characteristics version 1.2","2030-03-12",2721,"CTT 4.1","ZIG22023ZSE13103-24","ZigBee Smart Energy Standard 1.4","Kaifa","99:C1:25:71:F8:A7:F0:06:4A:FF:5C:9B:C6:17:03:2C:97:1F:0A:5B:F1:49:2F:A0:83:8A:64:2A:DC:87:DE:F3","Kaifa"]
[null,"000705","Current","Single Element Electricity Metering Equipment","10:31","A0:A1","01","3D","09:00:00:00","SMETS V4.2","GBCS Version 3.2","[E] NCSC-1433053936-2889","Security Characteristics version 1.2","2025-12-19",2348,"CTT 3.1","ZIG22052ZSE13132-24","ZigBee Smart Energy Standard 1.4","Secure Meters (UK) Limited","29:C3:AB:05:0F:3E:DC:3F:CA:9A:BF:F5:2A:6F:98:EA:8D:41:89:07:DF:62:EA:7E:4C:3D:24:75:8A:5B:4F:FF","Complete Image"]
[null,"000706","Current","Pre-Payment Interface Device","10:90","00:07","01","00","05:10:00:00","SMETS V4.2","GBCS Version 3.2",null,"Not Relevant",null,null,null,"ZIG22064ZSE13144-24","ZigBee Smart Energy Standard 1.4",null,""]
[null,"000707","Current","Gas Smart Meter","10:31","B0:A2","01","72","08:00:00:00","SMETS V4.2","GBCS Version 3.2","[E] NCSC-1433053936-3846","Security Characteristics version 1.3","2028-04-25",null,null,"ZIG22038ZSE13118-24","ZigBee Smart Energy Standard 1.4","Secure Meters (UK) Limited","F0:45:27:42:41:90:6D:5B:70:F7:C1:8A:0D:8F:29:AB:D9:F8:0D:80:CE:96:09:AD:91:47:71:8B:C1:05:24:AA","Liberty Gas 200 (Sub GHz)  Firmare version 08:00:00:00  Image"]
[null,"000708","Current","Single Element Electricity Metering Equipment","11:25","31:32","41","31","17:10:17:17","SMETS V4.2","GBCS Version 3.2","[R] NCSC-1433053936-4379","Security Characteristics version 1.2","2030-03-12",1911,"CTT 3.1","ZIG20080ZSE12962-24","ZigBee Smart Energy Standard 1.4","Kaifa","DF:E8:35:EA:C8:18:50:70:C4:39:78:E5:A4:FD:AD:C0:44:DB:87:E5:F9:F3:82:AA:E9:5E:C7:B2:98:7C:E0:24","Kaifa"]
[null,"000709","Current","Single Element Electricity Metering Equipment","11:25","31:33","43","30","17:10:17:17","SMETS V4.2","GBCS Version 3.2","[R] NCSC-1433053936-4379","Security Characteristics version 1.2","2030-03-12",2208,"CTT 3.1","ZIG20080ZSE12962-24","ZigBee Smart Energy Standard 1.4","Kaifa","DF:E8:35:EA:C8:18:50:70:C4:39:78:E5:A4:FD:AD:C0:44:DB:87:E5:F9:F3:82:AA:E9:5E:C7:B2:98:7C:E0:24","Kaifa"]
[null,"000710","Current","Communications Hub","10:86","54:31","22","60","0C:24:00:00","CHTS V1.1","GBCS Version 2.1","[R] NCSC-1433053936-3917","Security Characteristics version 1.2","2029-08-24",null,null,"ZIG22004ZSE13084-24","ZigBee Smart Energy Standard 1.4","TOS","40:1D:84:FE:F2:AC:23:79:AE:BB:E0:23:FC:5A:80:AB:77:06:C3:06:79:D7:20:FE:B6:AA:39:BF:9E:0C:56:AE","Single Band "]
[null,"000711","Current","Communications Hub","10:86","54:32","23","60","0C:24:00:00","CHTS V1.1","GBCS Version 2.1","[R] NCSC-1433053936-3917","Security Characteristics version 1.2","2029-08-24",null,null,"ZIG22005ZSE13085-24","ZigBee Smart Energy Standard 1.4","TOS","40:1D:84:FE:F2:AC:23:79:AE:BB:E0:23:FC:5A:80:AB:77:06:C3:06:79:D7:20:FE:B6:AA:39:BF:9E:0C:56:AE","Single Band "]
[null,"000712","Current","Communications Hub","10:86","54:34","24","60","0C:24:00:00","CHTS V1.1","GBCS Version 2.1","[R] NCSC-1433053936-3917","Security Characteristics version 1.2","2029-08-24",null,null,"ZIG22006ZSE13086-24","ZigBee Smart Energy Standard 1.4","TOS","40:1D:84:FE:F2:AC:23:79:AE:BB:E0:23:FC:5A:80:AB:77:06:C3:06:79:D7:20:FE:B6:AA:39:BF:9E:0C:56:AE","Single Band "]
[null,"000713","Current","Communications Hub","10:86","54:31","22","52","0D:05:00:02","CHTS V1.3","GBCS Version 3.2","[R] NCSC-1433053936-3917","Security Characteristics version 1.2","2029-08-24",null,null,"ZIG22047ZSE13127-24","ZigBee Smart Energy Standard 1.4","TOS","0B:CC:48:81:F1:A9:74:C5:12:9D:DA:6B:B2:F1:63:83:DE:34:85:BA:7B:E5:60:5E:99:B3:16:79:F1:18:8E:34","Single Band "]
[null,"000714","Current","Communications Hub","10:86","54:32","23","52","0D:05:00:02","CHTS V1.3","GBCS Version 3.2","[R] NCSC-1433053936-3917","Security Characteristics version 1.2","2029-08-24",null,null,"ZIG22048ZSE13128-24","ZigBee Smart Energy Standard 1.4","TOS","0B:CC:48:81:F1:A9:74:C5:12:9D:DA:6B:B2:F1:63:83:DE:34:85:BA:7B:E5:60:5E:99:B3:16:79:F1:18:8E:34","Single Band "]
[null,"000715","Current","Communications Hub","10:86","54:31","1F","52","0D:05:00:02","CHTS V1.3","GBCS Version 3.2","[R] NCSC-1433053936-3917","Security Characteristics version 1.2","2029-08-24",null,null,"ZIG22047ZSE13127-24","ZigBee Smart Energy Standard 1.4","TOS","F3:26:45:E1:AB:07:38:84:04:E3:81:10:C5:DA:61:3D:FB:B9:92:52:E5:9C:7B:B9:1D:F9:64:50:64:A5:50:92","Single Band "]
[null,"000716","Current","Communications Hub","10:86","54:32","20","52","0D:05:00:02","CHTS V1.3","GBCS Version 3.2","[R] NCSC-1433053936-3917","Security Characteristics version 1.2","2029-08-24",null,null,"ZIG22048ZSE13128-24","ZigBee Smart Energy Standard 1.4","TOS","F3:26:45:E1:AB:07:38:84:04:E3:81:10:C5:DA:61:3D:FB:B9:92:52:E5:9C:7B:B9:1D:F9:64:50:64:A5:50:92","Single Band "]
[null,"000717","Current","Communications Hub","10:86","54:31","22","60","0D:05:00:02","CHTS V1.3","GBCS Version 3.2","[R] NCSC-1433053936-3917","Security Characteristics version 1.2","2029-08-24",null,null,"ZIG22047ZSE13127-24","ZigBee Smart Energy Standard 1.4","TOS","0B:CC:48:81:F1:A9:74:C5:12:9D:DA:6B:B2:F1:63:83:DE:34:85:BA:7B:E5:60:5E:99:B3:16:79:F1:18:8E:34","Single Band "]
[null,"000718","Current","Communications Hub","10:86","54:32","23","60","0D:05:00:02","CHTS V1.3","GBCS Version 3.2","[R] NCSC-1433053936-3917","Security Characteristics version 1.2","2029-08-24",null,null,"ZIG22048ZSE13128-24","ZigBee Smart Energy Standard 1.4","TOS","0B:CC:48:81:F1:A9:74:C5:12:9D:DA:6B:B2:F1:63:83:DE:34:85:BA:7B:E5:60:5E:99:B3:16:79:F1:18:8E:34","Single Band "]
[null,"000719","Current","Communications Hub","10:86","54:34","24","60","0D:05:00:02","CHTS V1.3","GBCS Version 3.2","[R] NCSC-1433053936-3917","Security Characteristics version 1.2","2029-08-24",null,null,"ZIG22049ZSE13129-24","ZigBee Smart Energy Standard 1.4","TOS","0B:CC:48:81:F1:A9:74:C5:12:9D:DA:6B:B2:F1:63:83:DE:34:85:BA:7B:E5:60:5E:99:B3:16:79:F1:18:8E:34","Single Band "]
[null,"000720","Current","Communications Hub","10:86","54:34","24","52","0D:05:00:02","CHTS V1.3","GBCS Version 3.2","[R] NCSC-1433053936-3917","Security Characteristics version 1.2","2029-08-24",null,null,"ZIG22049ZSE13129-24","ZigBee Smart Energy Standard 1.4","TOS","0B:CC:48:81:F1:A9:74:C5:12:9D:DA:6B:B2:F1:63:83:DE:34:85:BA:7B:E5:60:5E:99:B3:16:79:F1:18:8E:34","Single Band "]
[null,"000721","Current","Communications Hub","10:86","54:34","21","52","0D:05:00:02","CHTS V1.3","GBCS Version 3.2","[R] NCSC-1433053936-3917","Security Characteristics version 1.2","2029-08-24",null,null,"ZIG22049ZSE13129-24","ZigBee Smart Energy Standard 1.4","TOS","F3:26:45:E1:AB:07:38:84:04:E3:81:10:C5:DA:61:3D:FB:B9:92:52:E5:9C:7B:B9:1D:F9:64:50:64:A5:50:92","Single Band "]
[null,"000722","Current","Gas Smart Meter","12:3E","00:00","03","00","05:08:06:05","SMETS V4.2","GBCS Version 3.2","[E] NCSC-1433053936-3007","Security Characteristics version 1.2","2026-02-19",null,null,"ZIG19101ZSE12867-24","ZigBee Smart Energy Standard 1.4","Flonidan","43:4E:2C:F0:75:14:D3:12:ED:3E:16:12:33:33:94:5C:0F:0F:37:8E:C7:F3:E4:41:B6:3F:BB:49:FC:14:FA:4D","Complete image"]
[null,"000723","Current","Gas Smart Meter","12:3E","00:00","09","00","05:08:06:05","SMETS V4.2","GBCS Version 3.2","[E] NCSC-1433053936-3007","Security Characteristics version 1.2","2026-02-19",null,null,"ZIG19101ZSE12867-24","ZigBee Smart Energy Standard 1.4","Flonidan","43:4E:2C:F0:75:14:D3:12:ED:3E:16:12:33:33:94:5C:0F:0F:37:8E:C7:F3:E4:41:B6:3F:BB:49:FC:14:FA:4D","Complete image"]
[null,"000724","Current","Single Element Electricity Metering Equipment","11:8F","00:02","02","00","00:03:03:0A","SMETS V1.2","GBCS Version 0.0",null,null,null,null,null,null,null,"Aclara","96:4B:5C:23:F7:C7:73:31:22:27:11:05:09:E2:C2:4A:D7:64:23:98:BF:FA:93:45:2F:95:73:2A:0B:AA:A6:05","Complete Image for SGM131x FW 3.3.10"]
[null,"000725","Current","Communications Hub","10:28","04:10","01","05","03:36:53:37","SMETS V1.2","GBCS Version 0.0",null,null,null,null,null,null,null,"Itron Metering Solutions Uk Ltd","13:D7:DB:B7:8D:27:D2:3A:5A:8D:3C:BE:47:61:93:0C:01:EB:B2:1B:AF:61:72:1F:D3:CC:19:B5:BE:DD:CA:EF","SMETS 1 Hub Application"]
[null,"000726","Current","Communications Hub","10:72","57:31","01","00","04:01:00:03","CHTS V1.3","GBCS Version 3.2","[R] NCSC-1433053936-3951","Security Characteristics version 1.2","2023-11-01",null,null,"ZIG21037ZSE13026-24","ZigBee Smart Energy Standard 1.4","Wistron NeWeb Corp","66:8F:5B:61:D1:BA:78:FE:DE:89:1B:55:05:EA:35:CB:B0:A8:0F:43:AC:B4:07:4F:13:1D:8C:F7:11:8E:65:00","Complete image; Single Band (2.4 GHz)"]
[null,"000727","Current","Communications Hub","10:72","57:31","01","01","04:01:00:03","CHTS V1.3","GBCS Version 3.2","[R] NCSC-1433053936-3950","Security Characteristics version 1.2","2029-11-30",null,null,"ZIG21037ZSE13026-24","ZigBee Smart Energy Standard 1.4","Wistron NeWeb Corp","66:8F:5B:61:D1:BA:78:FE:DE:89:1B:55:05:EA:35:CB:B0:A8:0F:43:AC:B4:07:4F:13:1D:8C:F7:11:8E:65:00","Complete image; Single Band (2.4 GHz)"]
[null,"000728","Current","Communications Hub","10:72","57:31","01","02","04:01:00:03","CHTS V1.3","GBCS Version 3.2","[R] NCSC-1433053936-3950","Security Characteristics version 1.2","2029-11-30",null,null,"ZIG21037ZSE13026-24","ZigBee Smart Energy Standard 1.4","Wistron NeWeb Corp","66:8F:5B:61:D1:BA:78:FE:DE:89:1B:55:05:EA:35:CB:B0:A8:0F:43:AC:B4:07:4F:13:1D:8C:F7:11:8E:65:00","Complete image; Single Band (2.4 GHz)"]
[null,"000729","Current","Pre-Payment Interface Device","11:28","00:07","01","01","01:24:00:00","SMETS V4.2","GBCS Version 3.2",null,"Not Relevant",null,null,null,"ZIG21017ZSE13006-24","ZigBee Smart Energy Standard 1.4",null,""]
[null,"000730","Current","Pre-Payment Interface Device","11:28","00:06","01","01","01:24:00:00","SMETS V4.2","GBCS Version 3.2",null,null,null,null,null,"ZIG21016ZSE13005-24","ZigBee Smart Energy Standard 1.4",null,""]
[null,"000731","Current","Gas Smart Meter","11:92","11:11","11","11","01:CA:00:D1","SMETS V4.2","GBCS Version 3.2","[E] 1433053936-2163","Security Characteristics version 1.2","2024-12-20",null,null,"ZIG21023ZSE13012-24","ZigBee Smart Energy Standard 1.4","George Wilson Industries Ltd","24:98:F1:2B:71:10:D5:EE:68:99:30:8C:48:F9:99:7F:7B:7B:CE:89:E9:BB:62:02:68:3D:12:27:29:01:22:A3","Complete Image"]
[null,"000732","Current","Gas Smart Meter","11:92","11:11","12","11","01:CA:00:D1","SMETS V4.2","GBCS Version 3.2","[E] 1433053936-2163","Security Characteristics version 1.2","2024-12-20",null,null,"ZIG21023ZSE13012-24","ZigBee Smart Energy Standard 1.4","George Wilson Industries Ltd","24:98:F1:2B:71:10:D5:EE:68:99:30:8C:48:F9:99:7F:7B:7B:CE:89:E9:BB:62:02:68:3D:12:27:29:01:22:A3","Complete Image"]
[null,"000733","Current","Single Element Electricity Metering Equipment","11:8F","00:00","02","07","00:07:08:0A","SMETS V4.2","GBCS Version 3.2","[E] 1433053936-2958","Security Characteristics version 1.2","2023-08-30",1924,"CTT 3.1","ZIG19017ZSE12783-24","ZigBee Smart Energy Standard 1.4","Aclara","14:57:7B:F5:A5:87:95:A0:F9:90:F8:C9:50:9E:BC:85:C0:3D:12:A1:F6:70:90:CD:4A:7A:A8:10:EF:34:E0:C2","Complete Image for SGM1411B 7.8.10"]
[null,"000734","Current","Single Element Electricity Metering Equipment","11:8F","00:00","01","00","00:07:08:0A","SMETS V4.2","GBCS Version 3.2","[E] 1433053936-2958","Security Characteristics version 1.2","2023-08-30",2241,"CTT 3.1","ZIG19017ZSE12783-24","ZigBee Smart Energy Standard 1.4","Aclara","14:57:7B:F5:A5:87:95:A0:F9:90:F8:C9:50:9E:BC:85:C0:3D:12:A1:F6:70:90:CD:4A:7A:A8:10:EF:34:E0:C2","Complete Image for SGM1412B 7.8.10"]
[null,"000735","Current","Single Element Electricity Metering Equipment","11:8F","00:00","01","07","00:07:08:0A","SMETS V4.2","GBCS Version 3.2","[E] 1433053936-2958","Security Characteristics version 1.2","2023-08-30",2241,"CTT 3.1","ZIG19017ZSE12783-24","ZigBee Smart Energy Standard 1.4","Aclara","14:57:7B:F5:A5:87:95:A0:F9:90:F8:C9:50:9E:BC:85:C0:3D:12:A1:F6:70:90:CD:4A:7A:A8:10:EF:34:E0:C2","Complete Image for SGM1412B 7.8.10"]
[null,"000736","Current","Single Element Electricity Metering Equipment","11:8F","00:00","03","01","00:07:08:0A","SMETS V4.2","GBCS Version 3.2","[E] 1433053936-2958","Security Characteristics version 1.2","2023-08-30",2241,"CTT 3.1","ZIG19017ZSE12783-24","ZigBee Smart Energy Standard 1.4","Aclara","14:57:7B:F5:A5:87:95:A0:F9:90:F8:C9:50:9E:BC:85:C0:3D:12:A1:F6:70:90:CD:4A:7A:A8:10:EF:34:E0:C2","Complete Image for SGM1415B 7.8.10"]
[null,"000737","Current","Single Element Electricity Metering Equipment","11:8F","00:00","03","02","00:07:08:0A","SMETS V4.2","GBCS Version 3.2","[E] 1433053936-2958","Security Characteristics version 1.2","2023-08-30",2241,"CTT 3.1","ZIG19017ZSE12783-24","ZigBee Smart Energy Standard 1.4","Aclara","14:57:7B:F5:A5:87:95:A0:F9:90:F8:C9:50:9E:BC:85:C0:3D:12:A1:F6:70:90:CD:4A:7A:A8:10:EF:34:E0:C2","Complete Image for SGM1415B 7.8.10"]
[null,"000738","Current","Single Element Electricity Metering Equipment","11:8F","00:00","04","01","00:07:08:0A","SMETS V4.2","GBCS Version 3.2","[E] 1433053936-2958","Security Characteristics version 1.2","2023-08-30",2241,"CTT 3.1","ZIG19017ZSE12783-24","ZigBee Smart Energy Standard 1.4","Aclara","14:57:7B:F5:A5:87:95:A0:F9:90:F8:C9:50:9E:BC:85:C0:3D:12:A1:F6:70:90:CD:4A:7A:A8:10:EF:34:E0:C2","Complete Image for SGM1416B 7.8.10"]
[null,"000739","Current","Single Element Electricity Metering Equipment","11:8F","00:00","04","02","00:07:08:0A","SMETS V4.2","GBCS Version 3.2","[E] 1433053936-2958","Security Characteristics version 1.2","2023-08-30",2241,"CTT 3.1","ZIG19017ZSE12783-24","ZigBee Smart Energy Standard 1.4","Aclara","14:57:7B:F5:A5:87:95:A0:F9:90:F8:C9:50:9E:BC:85:C0:3D:12:A1:F6:70:90:CD:4A:7A:A8:10:EF:34:E0:C2","Complete Image for SGM1416B 7.8.10"]
[null,"000740","Current","Twin Element Electricity Metering Equipment","11:8F","00:00","05","01","00:07:08:0A","SMETS V4.2","GBCS Version 3.2","[E] 1433053936-2958","Security Characteristics version 1.2","2023-08-30",2241,"CTT 3.1","ZIG19100ZSE12866-24","ZigBee Smart Energy Standard 1.4","Aclara","14:57:7B:F5:A5:87:95:A0:F9:90:F8:C9:50:9E:BC:85:C0:3D:12:A1:F6:70:90:CD:4A:7A:A8:10:EF:34:E0:C2","Complete Image for SGM1422B 7.8.10"]
[null,"000741","Current","Twin Element Electricity Metering Equipment","11:8F","00:00","05","02","00:07:08:0A","SMETS V4.2","GBCS Version 3.2","[E] 1433053936-2958","Security Characteristics version 1.2","2023-08-30",2241,"CTT 3.1","ZIG19100ZSE12866-24","ZigBee Smart Energy Standard 1.4","Aclara","14:57:7B:F5:A5:87:95:A0:F9:90:F8:C9:50:9E:BC:85:C0:3D:12:A1:F6:70:90:CD:4A:7A:A8:10:EF:34:E0:C2","Complete Image for SGM1422B 7.8.10"]
[null,"000742","Current","Polyphase Electricity Metering Equipment","11:8F","00:00","06","01","00:07:08:0A","SMETS V4.2","GBCS Version 3.2","[E] 1433053936-3227","Security Characteristics version 1.2","2023-08-30",2374,"CTT 3.1","ZIG20062ZSE12944-24","ZigBee Smart Energy Standard 1.4","Aclara","14:57:7B:F5:A5:87:95:A0:F9:90:F8:C9:50:9E:BC:85:C0:3D:12:A1:F6:70:90:CD:4A:7A:A8:10:EF:34:E0:C2","Complete Image for SGM1431B 7.8.10"]
[null,"000743","Current","Polyphase Electricity Metering Equipment","11:8F","00:00","06","02","00:07:08:0A","SMETS V4.2","GBCS Version 3.2","[E] 1433053936-3227","Security Characteristics version 1.2","2023-08-30",2374,"CTT 3.1","ZIG20062ZSE12944-24","ZigBee Smart Energy Standard 1.4","Aclara","14:57:7B:F5:A5:87:95:A0:F9:90:F8:C9:50:9E:BC:85:C0:3D:12:A1:F6:70:90:CD:4A:7A:A8:10:EF:34:E0:C2","Complete Image for SGM1431B 7.8.10"]
[null,"000744","Current","Polyphase Electricity Metering Equipment","11:8F","00:00","07","01","00:07:08:0A","SMETS V4.2","GBCS Version 3.2","[E] 1433053936-3227","Security Characteristics version 1.2","2023-08-30",2374,"CTT 3.1","ZIG20062ZSE12944-24","ZigBee Smart Energy Standard 1.4","Aclara","14:57:7B:F5:A5:87:95:A0:F9:90:F8:C9:50:9E:BC:85:C0:3D:12:A1:F6:70:90:CD:4A:7A:A8:10:EF:34:E0:C2","Complete Image for SGM1432B 7.8.10"]
[null,"000745","Current","Polyphase Electricity Metering Equipment","11:8F","00:00","07","02","00:07:08:0A","SMETS V4.2","GBCS Version 3.2","[E] 1433053936-3227","Security Characteristics version 1.2","2023-08-30",2374,"CTT 3.1","ZIG20062ZSE12944-24","ZigBee Smart Energy Standard 1.4","Aclara","14:57:7B:F5:A5:87:95:A0:F9:90:F8:C9:50:9E:BC:85:C0:3D:12:A1:F6:70:90:CD:4A:7A:A8:10:EF:34:E0:C2","Complete Image for SGM1432B 7.8.10"]
[null,"000746","Current","Polyphase Electricity Metering Equipment","11:8F","00:00","08","01","00:07:08:0A","SMETS V4.2","GBCS Version 3.2","[E] 1433053936-3227","Security Characteristics version 1.2","2023-08-30",2374,"CTT 3.1","ZIG20062ZSE12944-24","ZigBee Smart Energy Standard 1.4","Aclara","14:57:7B:F5:A5:87:95:A0:F9:90:F8:C9:50:9E:BC:85:C0:3D:12:A1:F6:70:90:CD:4A:7A:A8:10:EF:34:E0:C2","Complete Image for SGM1433B 7.8.10"]
[null,"000747","Current","Polyphase Electricity Metering Equipment","11:8F","00:00","08","02","00:07:08:0A","SMETS V4.2","GBCS Version 3.2","[E] 1433053936-3227","Security Characteristics version 1.2","2023-08-30",2374,"CTT 3.1","ZIG20062ZSE12944-24","ZigBee Smart Energy Standard 1.4","Aclara","14:57:7B:F5:A5:87:95:A0:F9:90:F8:C9:50:9E:BC:85:C0:3D:12:A1:F6:70:90:CD:4A:7A:A8:10:EF:34:E0:C2","Complete Image for SGM1433B 7.8.10"]
[null,"000748","Current","Single Element Electricity Metering Equipment","11:25","31:38","42","30","16:16:18:20","SMETS V4.2","GBCS Version 3.2","[R] NCSC-1433053936-4379","Security Characteristics version 1.2","2030-03-12",2720,"CTT 4.1","ZIG22023ZSE13103-24","ZigBee Smart Energy Standard 1.4","Kaifa","96:9C:0D:4B:0E:71:0F:B0:D9:3C:E9:21:CA:E2:CF:3D:DF:DA:2D:03:B4:F8:C8:3D:59:5F:07:1C:76:4A:5B:22","Kaifa"]
[null,"000749","Current","Single Element Electricity Metering Equipment","11:25","31:39","44","30","16:16:18:20","SMETS V4.2","GBCS Version 3.2","[R] NCSC-1433053936-4379","Security Characteristics version 1.2","2030-03-12",2720,"CTT 4.1","ZIG22023ZSE13103-24","ZigBee Smart Energy Standard 1.4","Kaifa","96:9C:0D:4B:0E:71:0F:B0:D9:3C:E9:21:CA:E2:CF:3D:DF:DA:2D:03:B4:F8:C8:3D:59:5F:07:1C:76:4A:5B:22","Kaifa"]
[null,"000750","Current","Communications Hub","10:72","57:32","01","01","02:01:00:03","CHTS V1.3","GBCS Version 3.2","[E] 1433053936-1910","Security Characteristics version 1.3","2024-10-18",null,null,"ZIG21030ZSE13019-24","ZigBee Smart Energy Standard 1.4","Wistron NeWeb Corp","4C:7C:9F:9F:3C:AB:B2:04:3B:7E:22:D3:42:30:1B:28:01:5D:F8:4D:84:A2:A1:4C:5E:3F:BE:83:64:62:EB:A7","Complete image; Dual Band"]
[null,"000751","Current","Single Element Electricity Metering Equipment","10:28","D7:00","01","03","05:22:05:0E","SMETS V4.2","GBCS Version 3.2","[R] NCSC-1433053936-4226","Security Characteristics version 1.2","2024-09-25",2713,"CTT 4.1","ZIG22071ZSE13151-24","ZigBee Smart Energy Standard 1.4","Itron","0D:12:D1:AD:CD:36:DB:D6:70:4C:53:CD:8B:8D:5D:8D:5F:21:1C:16:80:21:25:1A:8A:98:0E:6D:0E:02:E7:C7","Single Band (2.4 GHz)"]
[null,"000752","Current","Single Element Electricity Metering Equipment","10:28","D7:00","01","05","05:22:05:0E","SMETS V4.2","GBCS Version 3.2","[R] NCSC-1433053936-4226","Security Characteristics version 1.2","2024-09-25",2713,"CTT 4.1","ZIG22071ZSE13151-24","ZigBee Smart Energy Standard 1.4","Itron","0D:12:D1:AD:CD:36:DB:D6:70:4C:53:CD:8B:8D:5D:8D:5F:21:1C:16:80:21:25:1A:8A:98:0E:6D:0E:02:E7:C7","Single Band (2.4 GHz)"]
[null,"000753","Current","Single Element Electricity Metering Equipment","10:31","C0:A1","01","71","08:00:00:00","SMETS V4.2","GBCS Version 3.2","[E] NCSC-1433053936-3848","Security Characteristics version 1.3","2028-04-25",2736,"CTT 4.1","ZIG22054ZSE13134-24","ZigBee Smart Energy Standard 1.4","Secure Meters (UK) Limited","13:31:FA:5C:CA:A1:3D:23:4A:7A:B3:F4:5D:D2:FC:22:F9:B8:9A:44:70:07:B9:06:11:14:89:73:A5:37:27:53","Liberty 116 (5T) version 008 image"]
[null,"000754","Current","Pre-Payment Interface Device","10:E0","00:22","00","01","00:01:01:02","SMETS V4.2","GBCS Version 3.2",null,"Not Relevant",null,null,null,"ZIG22077ZSE13157-24","ZigBee Smart Energy Standard 1.4",null,""]
[null,"000755","Current","Pre-Payment Interface Device","10:E0","00:21","00","01","00:01:01:02","SMETS V4.2","GBCS Version 3.2",null,"Not Relevant",null,null,null,"ZIG22076ZSE13156-24","ZigBee Smart Energy Standard 1.4",null,""]
[null,"000756","Current","Single Element Electricity Metering Equipment","10:31","A0:A1","01","3D","0A:00:00:00","SMETS V4.2","GBCS Version 3.2","[E] NCSC-1433053936-2889","Security Characteristics version 1.2","2025-12-19",2348,"CTT 3.1","ZIG22074ZSE13154-24","ZigBee Smart Energy Standard 1.4","Secure Meters (UK) Limited","94:6F:57:8A:ED:34:89:5B:50:51:D9:33:76:34:98:6C:91:67:38:2B:8C:CD:1E:05:25:CC:22:28:FC:BA:72:1E","Liberty 101 version  0A:00:00:00  image"]
[null,"000757","Current","Pre-Payment Interface Device","10:31","C6:A3","03","01","C6:A3:00:04","SMETS V1.2","GBCS Version 0.0",null,null,null,null,null,null,null,null,""]
[null,"000758","Current","Gas Smart Meter","12:3E","00:03","06","00","02:07:06:05","SMETS V4.2","GBCS Version 3.2","[E] NCSC-1433053936-3408","Security Characteristics version 1.3","2026-10-22",null,null,"ZIG20026ZSE12908-24","ZigBee Smart Energy Standard 1.4","Flonidan","CF:9A:69:98:E4:CB:88:B0:50:42:E8:61:9B:4A:6D:88:34:89:F3:D0:42:5F:D7:3A:40:CF:F9:CD:3D:3A:C1:5F","Complete image"]
[null,"000759","Current","Communications Hub","10:6C","43:31","00","AC","30:10:E4:0A","CHTS V1.3","GBCS Version 3.2","[R] NCSC-1433053936-3918","Security Characteristics version 1.2","2029-10-31",null,null,"ZIG22014ZSE13094-24","ZigBee Smart Energy Standard 1.4","EDMI Europe Limited","FC:B3:C0:71:D7:47:48:4B:44:9B:D8:16:41:73:EE:91:D0:B8:F4:C4:18:B5:17:6F:4F:5B:80:EE:F0:61:0A:42","Complete Image"]
[null,"000760","Current","Communications Hub","10:6C","43:31","00","AD","30:10:E4:0A","CHTS V1.3","GBCS Version 3.2","[R] NCSC-1433053936-3918","Security Characteristics version 1.2","2029-10-31",null,null,"ZIG22012ZSE13092-24","ZigBee Smart Energy Standard 1.4","EDMI Europe Limited","FC:B3:C0:71:D7:47:48:4B:44:9B:D8:16:41:73:EE:91:D0:B8:F4:C4:18:B5:17:6F:4F:5B:80:EE:F0:61:0A:42","Complete Image"]
[null,"000761","Current","Communications Hub","10:6C","43:31","00","AE","30:10:E4:0A","CHTS V1.3","GBCS Version 3.2","[R] NCSC-1433053936-3918","Security Characteristics version 1.2","2029-10-31",null,null,"ZIG22003ZSE13083-24","ZigBee Smart Energy Standard 1.4","EDMI Europe Limited","FC:B3:C0:71:D7:47:48:4B:44:9B:D8:16:41:73:EE:91:D0:B8:F4:C4:18:B5:17:6F:4F:5B:80:EE:F0:61:0A:42","Complete Image"]
[null,"000762","Current","Communications Hub","10:6C","43:32","00","CD","30:B0:E1:1A","CHTS V1.3","GBCS Version 3.2","[E] NCSC-1433053936-2188","Security Characteristics version 1.3","2025-01-16",null,null,"ZIG22002ZSE13082-24","ZigBee Smart Energy Standard 1.4","EDMI Europe Limited","B7:3B:29:5B:05:D6:2B:DA:F0:C8:36:1A:F5:77:A2:FE:10:5A:D8:21:50:FB:9C:8E:64:A1:8D:D0:9E:4C:A8:C7","Complete Image"]
[null,"000763","Current","Communications Hub","10:6C","43:34","00","DB","30:B0:E1:1A","CHTS V1.3","GBCS Version 3.2","[E] NCSC-1433053936-2188","Security Characteristics version 1.3","2025-01-16",null,null,"ZIG22001ZSE13081-24","ZigBee Smart Energy Standard 1.4","EDMI Europe Limited","E9:32:E5:D2:7A:36:7B:36:C1:8F:8E:57:3E:52:9D:77:68:43:E2:5C:FA:2C:C7:1F:42:5F:42:47:0B:B2:4E:3B","Complete Image"]
[null,"000764","Current","Communications Hub","10:72","57:31","01","00","04:01:00:04","CHTS V1.3","GBCS Version 3.2","[R] NCSC-1433053936-3951","Security Characteristics version 1.2","2023-11-01",null,null,"ZIG21037ZSE13026-24","ZigBee Smart Energy Standard 1.4","Wistron NeWeb Corp","88:15:DD:CE:04:BF:8F:F7:05:38:E7:30:D5:64:22:F8:C8:94:53:C0:7C:5B:DC:5E:CB:BA:F8:7B:7D:01:EF:E7","Complete image; Single Band (2.4 GHz)"]
[null,"000765","Current","Communications Hub","10:72","57:31","01","01","04:01:00:04","CHTS V1.3","GBCS Version 3.2","[R] NCSC-1433053936-3950","Security Characteristics version 1.2","2029-11-30",null,null,"ZIG21037ZSE13026-24","ZigBee Smart Energy Standard 1.4","Wistron NeWeb Corp","88:15:DD:CE:04:BF:8F:F7:05:38:E7:30:D5:64:22:F8:C8:94:53:C0:7C:5B:DC:5E:CB:BA:F8:7B:7D:01:EF:E7","Complete image; Single Band (2.4 GHz)"]
[null,"000766","Current","Communications Hub","10:72","57:31","01","02","04:01:00:04","CHTS V1.3","GBCS Version 3.2","[R] NCSC-1433053936-3950","Security Characteristics version 1.2","2029-11-30",null,null,"ZIG21037ZSE13026-24","ZigBee Smart Energy Standard 1.4","Wistron NeWeb Corp","88:15:DD:CE:04:BF:8F:F7:05:38:E7:30:D5:64:22:F8:C8:94:53:C0:7C:5B:DC:5E:CB:BA:F8:7B:7D:01:EF:E7","Complete image; Single Band (2.4 GHz)"]
[null,"000767","Current","Communications Hub","10:86","54:31","22","52","0D:06:00:00","CHTS V1.3","GBCS Version 3.2","[R] NCSC-1433053936-3917","Security Characteristics version 1.2","2029-08-24",null,null,"ZIG22078ZSE13158-24","ZigBee Smart Energy Standard 1.4","TOS","B5:37:BF:EA:20:EF:AD:BE:3C:EB:E5:E6:B4:6B:D8:10:F8:18:2F:F8:96:71:9D:56:DA:50:50:87:CD:29:6B:FE","Single Band "]
[null,"000768","Current","Communications Hub","10:86","54:32","23","52","0D:06:00:00","CHTS V1.3","GBCS Version 3.2","[R] NCSC-1433053936-3917","Security Characteristics version 1.2","2029-08-24",null,null,"ZIG22080ZSE13160-24","ZigBee Smart Energy Standard 1.4","TOS","B5:37:BF:EA:20:EF:AD:BE:3C:EB:E5:E6:B4:6B:D8:10:F8:18:2F:F8:96:71:9D:56:DA:50:50:87:CD:29:6B:FE","Single Band "]
[null,"000769","Current","Communications Hub","10:86","54:34","24","52","0D:06:00:00","CHTS V1.3","GBCS Version 3.2","[R] NCSC-1433053936-3917","Security Characteristics version 1.2","2029-08-24",null,null,"ZIG22079ZSE13159-24","ZigBee Smart Energy Standard 1.4","TOS","B5:37:BF:EA:20:EF:AD:BE:3C:EB:E5:E6:B4:6B:D8:10:F8:18:2F:F8:96:71:9D:56:DA:50:50:87:CD:29:6B:FE","Single Band "]
[null,"000770","Current","Communications Hub","10:86","54:31","1F","52","0D:06:00:00","CHTS V1.3","GBCS Version 3.2","[R] NCSC-1433053936-3917","Security Characteristics version 1.2","2029-08-24",null,null,"ZIG22078ZSE13158-24","ZigBee Smart Energy Standard 1.4","TOS","06:F8:0F:5F:76:FB:43:F0:A2:00:BD:65:39:62:B0:68:D3:4E:9A:F5:48:3A:95:5C:D4:91:FA:F7:86:D8:88:81","Single Band "]
[null,"000771","Current","Communications Hub","10:86","54:32","20","52","0D:06:00:00","CHTS V1.3","GBCS Version 3.2","[R] NCSC-1433053936-3917","Security Characteristics version 1.2","2029-08-24",null,null,"ZIG22080ZSE13160-24","ZigBee Smart Energy Standard 1.4","TOS","06:F8:0F:5F:76:FB:43:F0:A2:00:BD:65:39:62:B0:68:D3:4E:9A:F5:48:3A:95:5C:D4:91:FA:F7:86:D8:88:81","Single Band "]
[null,"000772","Current","Communications Hub","10:86","54:34","21","52","0D:06:00:00","CHTS V1.3","GBCS Version 3.2","[R] NCSC-1433053936-3917","Security Characteristics version 1.2","2029-08-24",null,null,"ZIG22079ZSE13159-24","ZigBee Smart Energy Standard 1.4","TOS","06:F8:0F:5F:76:FB:43:F0:A2:00:BD:65:39:62:B0:68:D3:4E:9A:F5:48:3A:95:5C:D4:91:FA:F7:86:D8:88:81","Single Band "]
[null,"000773","Current","Communications Hub","10:86","54:31","22","60","0D:06:00:00","CHTS V1.3","GBCS Version 3.2","[R] NCSC-1433053936-3917","Security Characteristics version 1.2","2029-08-24",null,null,"ZIG22078ZSE13158-24","ZigBee Smart Energy Standard 1.4","TOS","B5:37:BF:EA:20:EF:AD:BE:3C:EB:E5:E6:B4:6B:D8:10:F8:18:2F:F8:96:71:9D:56:DA:50:50:87:CD:29:6B:FE","Single Band "]
[null,"000774","Current","Communications Hub","10:86","54:32","23","60","0D:06:00:00","CHTS V1.3","GBCS Version 3.2","[R] NCSC-1433053936-3917","Security Characteristics version 1.2","2029-08-24",null,null,"ZIG22080ZSE13160-24","ZigBee Smart Energy Standard 1.4","TOS","B5:37:BF:EA:20:EF:AD:BE:3C:EB:E5:E6:B4:6B:D8:10:F8:18:2F:F8:96:71:9D:56:DA:50:50:87:CD:29:6B:FE","Single Band "]
[null,"000775","Current","Communications Hub","10:86","54:34","24","60","0D:06:00:00","CHTS V1.3","GBCS Version 3.2","[R] NCSC-1433053936-3917","Security Characteristics version 1.2","2029-08-24",null,null,"ZIG22079ZSE13159-24","ZigBee Smart Energy Standard 1.4","TOS","B5:37:BF:EA:20:EF:AD:BE:3C:EB:E5:E6:B4:6B:D8:10:F8:18:2F:F8:96:71:9D:56:DA:50:50:87:CD:29:6B:FE","Single Band "]
[null,"000776","Current","Single Element Electricity Metering Equipment","10:6C","10:E1","A1","00","03:14:BA:00","SMETS V4.2","GBCS Version 3.2","[R] NCSC-1433053936-4165","Security Characteristics version 1.2","2024-06-22",1837,"CTT 3.1","ZIG20034ZSE12916-24","ZigBee Smart Energy Standard 1.4","EDMI Europe Ltd","F2:43:90:BA:B8:19:54:6F:B2:68:35:AE:69:D4:55:71:CE:8A:A7:EC:50:B8:FF:A9:5B:AA:C7:27:3B:EA:8E:ED","Complete Image"]
[null,"000777","Current","Single Element Electricity Metering Equipment","10:6C","10:E2","A1","00","03:14:BA:00","SMETS V4.2","GBCS Version 3.2","[R] NCSC-1433053936-4165","Security Characteristics version 1.2","2024-06-22",1974,"CTT 3.1","ZIG20031ZSE12913-24","ZigBee Smart Energy Standard 1.4","EDMI Europe Ltd","F2:43:90:BA:B8:19:54:6F:B2:68:35:AE:69:D4:55:71:CE:8A:A7:EC:50:B8:FF:A9:5B:AA:C7:27:3B:EA:8E:ED","Complete Image"]
[null,"000778","Current","Single Element Electricity Metering Equipment","10:6C","12:E2","A1","00","03:14:BA:00","SMETS V4.2","GBCS Version 3.2","[R] NCSC-1433053936-4165","Security Characteristics version 1.2","2024-06-22",2260,"CTT 3.1","ZIG20035ZSE12917-24","ZigBee Smart Energy Standard 1.4","EDMI Europe Ltd","F2:43:90:BA:B8:19:54:6F:B2:68:35:AE:69:D4:55:71:CE:8A:A7:EC:50:B8:FF:A9:5B:AA:C7:27:3B:EA:8E:ED","Complete Image"]
[null,"000779","Current","Gas Smart Meter","10:6C","10:F2","A1","00","03:09:BB:00","SMETS V4.2","GBCS Version 3.2","[E] NCSC-1433053936-2810","Security Characteristics version 1.2","2024-10-11",null,null,"ZIG20030ZSE12912-24","ZigBee Smart Energy Standard 1.4","EDMI Europe Ltd","6C:CE:83:AC:B2:B1:03:2C:EB:61:40:51:01:10:0A:FB:E5:84:13:E9:B8:BD:44:5E:C8:35:64:F0:36:F5:00:35","Complete Image"]
[null,"000780","Current","Single Element Electricity Metering Equipment","11:25","31:32","41","31","17:10:19:17","SMETS V4.2","GBCS Version 3.2","[R] NCSC-1433053936-4379","Security Characteristics version 1.2","2030-03-12",1911,"CTT 3.1","ZIG20080ZSE12962-24","ZigBee Smart Energy Standard 1.4","Kaifa","1E:36:66:B3:1D:49:2F:B9:75:8B:F3:78:39:80:81:CD:32:D9:AE:20:83:62:FB:A1:2D:7A:F2:F6:DE:82:52:12","Kaifa"]
[null,"000781","Current","Single Element Electricity Metering Equipment","11:25","31:33","43","30","17:10:19:17","SMETS V4.2","GBCS Version 3.2","[R] NCSC-1433053936-4379","Security Characteristics version 1.2","2030-03-12",2208,"CTT 3.1","ZIG20080ZSE12962-24","ZigBee Smart Energy Standard 1.4","Kaifa","1E:36:66:B3:1D:49:2F:B9:75:8B:F3:78:39:80:81:CD:32:D9:AE:20:83:62:FB:A1:2D:7A:F2:F6:DE:82:52:12","Kaifa"]
[null,"000782","Current","Single Element Electricity Metering Equipment","11:8F","00:00","02","08","00:08:08:0A","SMETS V4.2","GBCS Version 3.2","[E] ESME70039353","Security Characteristics version 1.2","2023-08-31",1924,"CTT 3.1","ZIG23003ZSE13167-24","ZigBee Smart Energy Standard 1.4","Aclara","5B:3B:13:E7:EC:22:CD:96:35:D3:02:24:80:EC:2B:09:5E:C5:6C:37:9E:33:0D:63:9F:FC:66:AA:DC:B3:19:3D","Complete Image for SGM1411B 8.8.10"]
[null,"000783","Current","Single Element Electricity Metering Equipment","11:8F","00:00","01","08","00:08:08:0A","SMETS V4.2","GBCS Version 3.2","[E] ESME70039353","Security Characteristics version 1.2","2023-08-31",2241,"CTT 3.1","ZIG23003ZSE13167-24","ZigBee Smart Energy Standard 1.4","Aclara","5B:3B:13:E7:EC:22:CD:96:35:D3:02:24:80:EC:2B:09:5E:C5:6C:37:9E:33:0D:63:9F:FC:66:AA:DC:B3:19:3D","Complete Image for SGM1412B 8.8.10"]
[null,"000784","Current","Pre-Payment Interface Device","10:90","00:07","01","00","05:08:00:01","SMETS V1.2","GBCS Version 0.0",null,null,null,null,null,null,null,null,""]
[null,"000785","Current","Pre-Payment Interface Device","10:90","00:07","01","00","05:10:00:01","SMETS V1.2","GBCS Version 0.0",null,null,null,null,null,null,null,null,""]
[null,"000786","Current","Polyphase Electricity Metering Equipment","11:25","33:32","50","33","05:30:19:20","SMETS V4.2","GBCS Version 3.2","[R] NCSC-1433053936-4379","Security Characteristics version 1.2","2030-03-12",2721,"CTT 4.1","ZIG22023ZSE13103-24","ZigBee Smart Energy Standard 1.4","Kaifa","99:C1:25:71:F8:A7:F0:06:4A:FF:5C:9B:C6:17:03:2C:97:1F:0A:5B:F1:49:2F:A0:83:8A:64:2A:DC:87:DE:F3","Kaifa"]
[null,"000787","Current","Single Element Electricity Metering Equipment","10:28","D7:00","01","03","05:1A:05:0E","SMETS V4.2","GBCS Version 3.2","[R] NCSC-1433053936-4226","Security Characteristics version 1.2","2024-09-25",2516,"CTT 3.1","ZIG22071ZSE13151-24","ZigBee Smart Energy Standard 1.4","Itron","B6:77:07:4E:40:04:09:64:2E:43:93:49:56:74:4A:E3:8F:82:05:B6:2D:33:21:23:D5:3A:A5:EB:D8:AF:D9:C6","Single Band (2.4 GHz)"]
[null,"000788","Current","Single Element Electricity Metering Equipment","10:28","D7:00","01","05","05:1A:05:0E","SMETS V4.2","GBCS Version 3.2","[R] NCSC-1433053936-4226","Security Characteristics version 1.2","2024-09-25",2516,"CTT 3.1","ZIG22071ZSE13151-24","ZigBee Smart Energy Standard 1.4","Itron","B6:77:07:4E:40:04:09:64:2E:43:93:49:56:74:4A:E3:8F:82:05:B6:2D:33:21:23:D5:3A:A5:EB:D8:AF:D9:C6","Single Band (2.4 GHz)"]
[null,"000789","Current","Single Element Electricity Metering Equipment","10:28","D7:00","01","03","05:1B:05:0E","SMETS V4.2","GBCS Version 3.2","[R] NCSC-1433053936-4226","Security Characteristics version 1.2","2024-09-25",2584,"CTT 3.1","ZIG22071ZSE13151-24","ZigBee Smart Energy Standard 1.4","Itron","9A:A6:3D:60:B5:78:6C:BA:4F:9C:CF:5A:1C:C6:C1:E3:48:55:03:8E:D3:31:1E:4C:07:51:2F:71:EC:53:8B:E8","Single Band (2.4 GHz)"]
[null,"000790","Current","Single Element Electricity Metering Equipment","10:28","D7:00","01","05","05:1B:05:0E","SMETS V4.2","GBCS Version 3.2","[R] NCSC-1433053936-4226","Security Characteristics version 1.2","2024-09-25",2584,"CTT 3.1","ZIG22071ZSE13151-24","ZigBee Smart Energy Standard 1.4","Itron","9A:A6:3D:60:B5:78:6C:BA:4F:9C:CF:5A:1C:C6:C1:E3:48:55:03:8E:D3:31:1E:4C:07:51:2F:71:EC:53:8B:E8","Single Band (2.4 GHz)"]
[null,"000791","Current","Single Element Electricity Metering Equipment","11:8F","00:02","02","00","00:03:03:0C","SMETS V1.2","GBCS Version 0.0",null,null,null,null,null,null,null,"Aclara","DD:18:C8:7B:0F:46:14:17:B0:54:50:EC:23:CC:3F:59:52:94:EB:61:7F:87:D6:3C:98:B2:E1:C1:C8:FF:87:90","Complete Image for SGM131x FW 3.3.12"]
[null,"000792","Current","Single Element Electricity Metering Equipment","10:63","00:03","02","01","24:04:06:02","SMETS V4.2","GBCS Version 3.2","[E] 1433053936-1497","Security Characteristics version 1.2","2024-05-29",2848,"CTT 4.2","ZIG23015ZSE13179-24","ZigBee Smart Energy Standard 1.4","Landis+Gyr","AC:82:DA:F8:63:B7:AE:AC:FF:2F:FF:F6:D2:93:03:50:B7:A0:7A:F1:C4:EC:3D:4E:5D:AD:7E:89:BE:AF:02:EB","Fragment 1 of 1 of FW version 24.04.06.02"]
[null,"000793","Current","Single Element Electricity Metering Equipment","10:63","00:03","02","02","24:04:06:02","SMETS V4.2","GBCS Version 3.2","[E] 1433053936-1497","Security Characteristics version 1.2","2024-05-29",2848,"CTT 4.2","ZIG23017ZSE13181-24","ZigBee Smart Energy Standard 1.4","Landis+Gyr","AC:82:DA:F8:63:B7:AE:AC:FF:2F:FF:F6:D2:93:03:50:B7:A0:7A:F1:C4:EC:3D:4E:5D:AD:7E:89:BE:AF:02:EB","Fragment 1 of 1 of FW version 24.04.06.02"]
[null,"000794","Current","Single Element Electricity Metering Equipment","10:63","00:05","02","02","38:04:06:02","SMETS V4.2","GBCS Version 3.2","[E] 1433053936-1497","Security Characteristics version 1.2","2024-05-29",2847,"CTT 4.2","ZIG23014ZSE13178-24","ZigBee Smart Energy Standard 1.4","Landis+Gyr","39:FB:87:99:2E:CF:5C:F7:B2:68:0F:4E:45:F1:79:EC:0F:F0:E2:49:73:97:35:56:0C:E5:49:E3:6D:52:9C:9E","Fragment 1 of 1 of FW version 38.04.06.02"]
[null,"000795","Current","Single Element Electricity Metering Equipment","10:63","00:05","02","03","38:04:06:02","SMETS V4.2","GBCS Version 3.2","[E] 1433053936-1497","Security Characteristics version 1.2","2024-05-29",2847,"CTT 4.2","ZIG23016ZSE13180-24","ZigBee Smart Energy Standard 1.4","Landis+Gyr","39:FB:87:99:2E:CF:5C:F7:B2:68:0F:4E:45:F1:79:EC:0F:F0:E2:49:73:97:35:56:0C:E5:49:E3:6D:52:9C:9E","Fragment 1 of 1 of FW version 38.04.06.02"]
[null,"000796","Current","Single Element Electricity Metering Equipment","10:63","00:05","02","04","38:04:06:02","SMETS V4.2","GBCS Version 3.2","[E] 1433053936-1497","Security Characteristics version 1.2","2024-05-29",2847,"CTT 4.2","ZIG23018ZSE13182-24","ZigBee Smart Energy Standard 1.4","Landis+Gyr","39:FB:87:99:2E:CF:5C:F7:B2:68:0F:4E:45:F1:79:EC:0F:F0:E2:49:73:97:35:56:0C:E5:49:E3:6D:52:9C:9E","Fragment 1 of 1 of FW version 38.04.06.02"]
[null,"000797","Current","Communications Hub","10:C7","00:02","01","00","21:0F:00:00","SMETS V1.2","GBCS Version 0.0",null,null,null,null,null,null,null,"Trilliant","60:7F:B3:1A:C0:4F:E5:4E:5F:1D:7A:B7:BB:DA:2E:AE:B8:54:50:67:DB:E7:D8:50:EE:89:02:15:D5:62:0E:93","SEAP-2000-V"]
[null,"000798","Current","Pre-Payment Interface Device","10:90","00:07","01","00","05:11:00:00","SMETS V4.2","GBCS Version 3.2",null,null,null,null,null,"ZIG23020ZSE13184-24","ZigBee Smart Energy Standard 1.4",null,""]
[null,"000799","Current","Communications Hub","10:86","54:31","22","52","0E:02:00:00","CHTS V1.5","GBCS Version 4.1","[R] NCSC-1433053936-3917","Security Characteristics version 1.2","2029-08-24",null,null,"ZIG23007ZSE13171-24","ZigBee Smart Energy Standard 1.4","TOS","54:12:64:78:C9:60:31:19:4B:5C:38:3A:4A:F1:A7:CF:22:C8:34:58:4E:72:3F:AA:AA:D5:DB:9C:A7:E6:F2:3B","Single Band "]
[null,"000800","Current","Communications Hub","10:86","54:32","23","52","0E:02:00:00","CHTS V1.5","GBCS Version 4.1","[R] NCSC-1433053936-3917","Security Characteristics version 1.2","2029-08-24",null,null,"ZIG23012ZSE13176-24","ZigBee Smart Energy Standard 1.4","TOS","54:12:64:78:C9:60:31:19:4B:5C:38:3A:4A:F1:A7:CF:22:C8:34:58:4E:72:3F:AA:AA:D5:DB:9C:A7:E6:F2:3B","Single Band "]
[null,"000801","Current","Communications Hub","10:86","54:31","1F","52","0E:02:00:00","CHTS V1.5","GBCS Version 4.1","[R] NCSC-1433053936-3917","Security Characteristics version 1.2","2029-08-24",null,null,"ZIG23007ZSE13171-24","ZigBee Smart Energy Standard 1.4","TOS","54:12:64:78:C9:60:31:19:4B:5C:38:3A:4A:F1:A7:CF:22:C8:34:58:4E:72:3F:AA:AA:D5:DB:9C:A7:E6:F2:3B","Single Band "]
[null,"000802","Current","Communications Hub","10:86","54:32","20","52","0E:02:00:00","CHTS V1.5","GBCS Version 4.1","[R] NCSC-1433053936-3917","Security Characteristics version 1.2","2029-08-24",null,null,"ZIG23012ZSE13176-24","ZigBee Smart Energy Standard 1.4","TOS","54:12:64:78:C9:60:31:19:4B:5C:38:3A:4A:F1:A7:CF:22:C8:34:58:4E:72:3F:AA:AA:D5:DB:9C:A7:E6:F2:3B","Single Band "]
[null,"000803","Current","Communications Hub","10:86","55:31","04","00","0E:02:00:00","CHTS V1.5","GBCS Version 4.1","[E] 1433053936-2202","Security Characteristics version 1.3","2025-01-21",null,null,"ZIG23008ZSE13172-24","ZigBee Smart Energy Standard 1.4","TOS","E8:CC:68:DF:90:3D:A6:C3:38:C3:6B:34:99:9C:31:4E:CB:88:D7:34:F2:03:BB:2B:3F:30:54:72:49:75:2F:1F","Dual Band "]
[null,"000804","Current","Communications Hub","10:86","55:32","04","00","0E:02:00:00","CHTS V1.5","GBCS Version 4.1","[E] 1433053936-2202","Security Characteristics version 1.3","2025-01-21",null,null,"ZIG23013ZSE13177-24","ZigBee Smart Energy Standard 1.4","TOS","E8:CC:68:DF:90:3D:A6:C3:38:C3:6B:34:99:9C:31:4E:CB:88:D7:34:F2:03:BB:2B:3F:30:54:72:49:75:2F:1F","Dual Band "]
[null,"000805","Current","Communications Hub","10:86","54:31","22","60","0E:02:00:00","CHTS V1.5","GBCS Version 4.1","[R] NCSC-1433053936-3917","Security Characteristics version 1.2","2029-08-24",null,null,"ZIG23007ZSE13171-24","ZigBee Smart Energy Standard 1.4","TOS","54:12:64:78:C9:60:31:19:4B:5C:38:3A:4A:F1:A7:CF:22:C8:34:58:4E:72:3F:AA:AA:D5:DB:9C:A7:E6:F2:3B","Single Band "]
[null,"000806","Current","Communications Hub","10:86","54:32","23","60","0E:02:00:00","CHTS V1.5","GBCS Version 4.1","[R] NCSC-1433053936-3917","Security Characteristics version 1.2","2029-08-24",null,null,"ZIG23012ZSE13176-24","ZigBee Smart Energy Standard 1.4","TOS","54:12:64:78:C9:60:31:19:4B:5C:38:3A:4A:F1:A7:CF:22:C8:34:58:4E:72:3F:AA:AA:D5:DB:9C:A7:E6:F2:3B","Single Band "]
[null,"000807","Current","Communications Hub","10:86","55:31","04","60","0E:02:00:00","CHTS V1.5","GBCS Version 4.1","[E] 1433053936-2202","Security Characteristics version 1.3","2025-01-21",null,null,"ZIG23008ZSE13172-24","ZigBee Smart Energy Standard 1.4","TOS","E8:CC:68:DF:90:3D:A6:C3:38:C3:6B:34:99:9C:31:4E:CB:88:D7:34:F2:03:BB:2B:3F:30:54:72:49:75:2F:1F","Dual Band "]
[null,"000808","Current","Communications Hub","10:86","55:32","04","60","0E:02:00:00","CHTS V1.5","GBCS Version 4.1","[E] 1433053936-2202","Security Characteristics version 1.3","2025-01-21",null,null,"ZIG23013ZSE13177-24","ZigBee Smart Energy Standard 1.4","TOS","E8:CC:68:DF:90:3D:A6:C3:38:C3:6B:34:99:9C:31:4E:CB:88:D7:34:F2:03:BB:2B:3F:30:54:72:49:75:2F:1F","Dual Band "]
[null,"000809","Current","Gas Smart Meter","10:63","47:72","01","01","03:03:55:22","SMETS V4.2","GBCS Version 3.2","[R] NCSC-1433053936-4144","Security Characteristics version 1.2","2024-06-24",null,null,"ZIG23023ZSE13187-24","ZigBee Smart Energy Standard 1.4","Landis+Gyr","8C:5E:7F:03:2D:B0:AF:50:D8:B7:2E:EE:02:95:9D:6C:7B:3F:68:15:0D:A0:4C:80:7F:DF:B1:38:FC:EF:12:DE","whole image"]
[null,"000810","Current","Gas Smart Meter","12:3E","00:00","03","00","07:08:06:0A","SMETS V4.2","GBCS Version 3.2","[E] NCSC-1433053936-3007","Security Characteristics version 1.2","2026-02-19",null,null,"ZIG22015ZSE13095-24","ZigBee Smart Energy Standard 1.4","Flonidan","1F:5F:9F:4B:3B:A4:9D:AA:28:7C:11:FF:25:8C:49:E5:AD:76:4B:87:10:52:28:A4:EF:12:1B:F9:FB:02:0F:98","Complete image"]
[null,"000811","Current","Gas Smart Meter","12:3E","00:00","09","00","07:08:06:0A","SMETS V4.2","GBCS Version 3.2","[E] NCSC-1433053936-3007","Security Characteristics version 1.2","2026-02-19",null,null,"ZIG22015ZSE13095-24","ZigBee Smart Energy Standard 1.4","Flonidan","1F:5F:9F:4B:3B:A4:9D:AA:28:7C:11:FF:25:8C:49:E5:AD:76:4B:87:10:52:28:A4:EF:12:1B:F9:FB:02:0F:98","Complete image"]
[null,"000812","Current","Pre-Payment Interface Device","10:E0","00:15","01","00","00:01:03:01","SMETS V4.2","GBCS Version 3.2",null,"Not Relevant",null,null,null,"ZIG23027ZSE13191-24","ZigBee Smart Energy Standard 1.4",null,""]
[null,"000813","Current","Communications Hub","10:86","54:34","24","52","0E:02:00:00","CHTS V1.5","GBCS Version 4.1","[R] NCSC-1433053936-3917","Security Characteristics version 1.2","2029-08-24",null,null,"ZIG23030ZSE13194-24","ZigBee Smart Energy Standard 1.4","TOS","54:12:64:78:C9:60:31:19:4B:5C:38:3A:4A:F1:A7:CF:22:C8:34:58:4E:72:3F:AA:AA:D5:DB:9C:A7:E6:F2:3B","Single Band "]
[null,"000814","Current","Communications Hub","10:86","54:34","21","52","0E:02:00:00","CHTS V1.5","GBCS Version 4.1","[R] NCSC-1433053936-3917","Security Characteristics version 1.2","2029-08-24",null,null,"ZIG23030ZSE13194-24","ZigBee Smart Energy Standard 1.4","TOS","54:12:64:78:C9:60:31:19:4B:5C:38:3A:4A:F1:A7:CF:22:C8:34:58:4E:72:3F:AA:AA:D5:DB:9C:A7:E6:F2:3B","Single Band "]
[null,"000815","Current","Communications Hub","10:86","55:34","04","00","0E:02:00:00","CHTS V1.5","GBCS Version 4.1","[E] 1433053936-2202","Security Characteristics version 1.3","2025-01-21",null,null,"ZIG23031ZSE13195-24","ZigBee Smart Energy Standard 1.4","TOS","E8:CC:68:DF:90:3D:A6:C3:38:C3:6B:34:99:9C:31:4E:CB:88:D7:34:F2:03:BB:2B:3F:30:54:72:49:75:2F:1F","Dual Band "]
[null,"000816","Current","Communications Hub","10:86","54:34","24","60","0E:02:00:00","CHTS V1.5","GBCS Version 4.1","[R] NCSC-1433053936-3917","Security Characteristics version 1.2","2029-08-24",null,null,"ZIG23030ZSE13194-24","ZigBee Smart Energy Standard 1.4","TOS","54:12:64:78:C9:60:31:19:4B:5C:38:3A:4A:F1:A7:CF:22:C8:34:58:4E:72:3F:AA:AA:D5:DB:9C:A7:E6:F2:3B","Single Band "]
[null,"000817","Current","Communications Hub","10:86","55:34","04","60","0E:02:00:00","CHTS V1.5","GBCS Version 4.1","[E] 1433053936-2202","Security Characteristics version 1.3","2025-01-21",null,null,"ZIG23031ZSE13195-24","ZigBee Smart Energy Standard 1.4","TOS","E8:CC:68:DF:90:3D:A6:C3:38:C3:6B:34:99:9C:31:4E:CB:88:D7:34:F2:03:BB:2B:3F:30:54:72:49:75:2F:1F","Dual Band "]
[null,"000818","Current","Single Element Electricity Metering Equipment","11:25","31:38","42","30","16:16:19:20","SMETS V4.2","GBCS Version 3.2","[R] NCSC-1433053936-4379","Security Characteristics version 1.2","2030-03-12",2720,"CTT 4.1","ZIG22023ZSE13103-24","ZigBee Smart Energy Standard 1.4","Kaifa","C9:3F:36:D3:5B:B9:EB:20:5D:13:41:8B:6B:D8:13:9D:8D:F1:49:A5:AA:AC:72:B8:E1:0A:6D:CF:94:10:5B:14","Kaifa"]
[null,"000819","Current","Single Element Electricity Metering Equipment","11:25","31:39","44","30","16:16:19:20","SMETS V4.2","GBCS Version 3.2","[R] NCSC-1433053936-4379","Security Characteristics version 1.2","2030-03-12",2720,"CTT 4.1","ZIG22023ZSE13103-24","ZigBee Smart Energy Standard 1.4","Kaifa","C9:3F:36:D3:5B:B9:EB:20:5D:13:41:8B:6B:D8:13:9D:8D:F1:49:A5:AA:AC:72:B8:E1:0A:6D:CF:94:10:5B:14","Kaifa"]
[null,"000820","Current","Single Element Electricity Metering Equipment","11:25","31:37","40","32","17:20:22:20","SMETS V5.0","GBCS Version 4.0","[R] NCSC-1433053936-4379","Security Characteristics version 1.4","2030-03-12",2909,"CTT 4.2","ZIG22023ZSE13103-24","ZigBee Smart Energy Standard 1.4","Kaifa","89:DF:02:64:39:FB:21:78:17:D0:C3:39:37:7C:3A:2B:E5:FF:78:EB:A1:64:8A:79:B9:A7:E2:60:DA:E4:3D:9F","Kaifa"]
[null,"000821","Current","Gas Smart Meter","10:63","47:72","01","01","03:03:55:24","SMETS V4.2","GBCS Version 3.2","[R] NCSC-1433053936-4144","Security Characteristics version 1.2","2024-06-24",null,null,"ZIG23029ZSE13193-24","ZigBee Smart Energy Standard 1.4","Landis+Gyr","ED:98:1E:50:FC:D9:F6:34:0C:4F:4A:FD:12:ED:DF:A9:02:EA:9A:36:A6:6F:11:A1:48:21:D9:B8:1C:56:2B:2D","whole image"]
[null,"000822","Current","Polyphase Electricity Metering Equipment","10:6C","30:E5","A1","00","03:20:BA:00","SMETS V4.2","GBCS Version 3.2","[E] NCSC-1433053936-3195","Security Characteristics version 1.2","2026-06-18",2278,"CTT 3.1","ZIG23006ZSE13170-24","ZigBee Smart Energy Standard 1.4","EDMI Europe Ltd","E9:01:3E:13:F4:AA:78:DC:F7:0E:6F:BE:0B:D7:6A:06:B1:F4:97:E4:33:C4:B4:08:06:91:54:F5:00:07:E3:72","Complete Image"]
[null,"000823","Current","Single Element Electricity Metering Equipment","11:8F","00:00","01","08","00:08:08:0E","SMETS V4.2","GBCS Version 3.2","[E] ESME70039353","Security Characteristics version 1.2","2023-08-31",2241,"CTT 3.1","ZIG19017ZSE12783-24","ZigBee Smart Energy Standard 1.4","Aclara","7C:AA:1B:7B:16:48:2D:42:2F:28:9C:9B:09:BD:8F:86:F4:21:3E:DF:58:55:7A:93:8F:C2:BA:5D:3B:37:3F:7D","Complete Image for SGM1412B 8.8.14"]
[null,"000824","Current","Single Element Electricity Metering Equipment","11:8F","00:00","03","01","00:07:08:0E","SMETS V4.2","GBCS Version 3.2","[E] 1433053936-2958","Security Characteristics version 1.2","2023-08-30",2241,"CTT 3.1","ZIG19017ZSE12783-24","ZigBee Smart Energy Standard 1.4","Aclara","7D:7E:67:FB:A2:8A:CF:7E:9F:7C:90:B4:67:2F:C9:EB:14:D0:D7:33:E4:80:57:7D:AE:49:C0:AA:52:0A:EB:F9","Complete Image for SGM1415B 7.8.14"]
[null,"000825","Current","Single Element Electricity Metering Equipment","11:8F","00:00","02","07","00:07:08:0E","SMETS V4.2","GBCS Version 3.2","[E] 1433053936-2958","Security Characteristics version 1.2","2023-08-30",1924,"CTT 3.1","ZIG19017ZSE12783-24","ZigBee Smart Energy Standard 1.4","Aclara","7D:7E:67:FB:A2:8A:CF:7E:9F:7C:90:B4:67:2F:C9:EB:14:D0:D7:33:E4:80:57:7D:AE:49:C0:AA:52:0A:EB:F9","Complete Image for SGM1411B 7.8.14"]
[null,"000826","Current","Single Element Electricity Metering Equipment","11:8F","00:00","01","07","00:07:08:0E","SMETS V4.2","GBCS Version 3.2","[E] 1433053936-2958","Security Characteristics version 1.2","2023-08-30",2241,"CTT 3.1","ZIG19017ZSE12783-24","ZigBee Smart Energy Standard 1.4","Aclara","7D:7E:67:FB:A2:8A:CF:7E:9F:7C:90:B4:67:2F:C9:EB:14:D0:D7:33:E4:80:57:7D:AE:49:C0:AA:52:0A:EB:F9","Complete Image for SGM1412B 7.8.14"]
[null,"000827","Current","Single Element Electricity Metering Equipment","11:8F","00:00","01","00","00:07:08:0E","SMETS V4.2","GBCS Version 3.2","[E] 1433053936-2958","Security Characteristics version 1.2","2023-08-30",2241,"CTT 3.1","ZIG19017ZSE12783-24","ZigBee Smart Energy Standard 1.4","Aclara","7D:7E:67:FB:A2:8A:CF:7E:9F:7C:90:B4:67:2F:C9:EB:14:D0:D7:33:E4:80:57:7D:AE:49:C0:AA:52:0A:EB:F9","Complete Image for SGM1412B 7.8.14"]
[null,"000828","Current","Single Element Electricity Metering Equipment","11:8F","00:00","02","08","00:08:08:0E","SMETS V4.2","GBCS Version 3.2","[E] ESME70039353","Security Characteristics version 1.2","2023-08-31",1924,"CTT 3.1","ZIG19017ZSE12783-24","ZigBee Smart Energy Standard 1.4","Aclara","7C:AA:1B:7B:16:48:2D:42:2F:28:9C:9B:09:BD:8F:86:F4:21:3E:DF:58:55:7A:93:8F:C2:BA:5D:3B:37:3F:7D","Complete Image for SGM1411B 8.8.14"]
[null,"000829","Current","Single Element Electricity Metering Equipment","11:8F","00:00","03","02","00:07:08:0E","SMETS V4.2","GBCS Version 3.2","[E] 1433053936-2958","Security Characteristics version 1.2","2023-08-30",2241,"CTT 3.1","ZIG19017ZSE12783-24","ZigBee Smart Energy Standard 1.4","Aclara","7D:7E:67:FB:A2:8A:CF:7E:9F:7C:90:B4:67:2F:C9:EB:14:D0:D7:33:E4:80:57:7D:AE:49:C0:AA:52:0A:EB:F9","Complete Image for SGM1415B 7.8.14"]
[null,"000830","Current","Single Element Electricity Metering Equipment","11:8F","00:00","04","01","00:07:08:0E","SMETS V4.2","GBCS Version 3.2","[E] 1433053936-2958","Security Characteristics version 1.2","2023-08-30",2241,"CTT 3.1","ZIG19017ZSE12783-24","ZigBee Smart Energy Standard 1.4","Aclara","7D:7E:67:FB:A2:8A:CF:7E:9F:7C:90:B4:67:2F:C9:EB:14:D0:D7:33:E4:80:57:7D:AE:49:C0:AA:52:0A:EB:F9","Complete Image for SGM1416B 7.8.14"]
[null,"000831","Current","Single Element Electricity Metering Equipment","11:8F","00:00","04","02","00:07:08:0E","SMETS V4.2","GBCS Version 3.2","[E] 1433053936-2958","Security Characteristics version 1.2","2023-08-30",2241,"CTT 3.1","ZIG19017ZSE12783-24","ZigBee Smart Energy Standard 1.4","Aclara","7D:7E:67:FB:A2:8A:CF:7E:9F:7C:90:B4:67:2F:C9:EB:14:D0:D7:33:E4:80:57:7D:AE:49:C0:AA:52:0A:EB:F9","Complete Image for SGM1416B 7.8.14"]
[null,"000832","Current","Twin Element Electricity Metering Equipment","11:8F","00:00","05","01","00:07:08:0E","SMETS V4.2","GBCS Version 3.2","[E] 1433053936-2958","Security Characteristics version 1.2","2023-08-30",2241,"CTT 3.1","ZIG19100ZSE12866-24","ZigBee Smart Energy Standard 1.4","Aclara","7D:7E:67:FB:A2:8A:CF:7E:9F:7C:90:B4:67:2F:C9:EB:14:D0:D7:33:E4:80:57:7D:AE:49:C0:AA:52:0A:EB:F9","Complete Image for SGM1422B 7.8.14"]
[null,"000833","Current","Twin Element Electricity Metering Equipment","11:8F","00:00","05","02","00:07:08:0E","SMETS V4.2","GBCS Version 3.2","[E] 1433053936-2958","Security Characteristics version 1.2","2023-08-30",2241,"CTT 3.1","ZIG19100ZSE12866-24","ZigBee Smart Energy Standard 1.4","Aclara","7D:7E:67:FB:A2:8A:CF:7E:9F:7C:90:B4:67:2F:C9:EB:14:D0:D7:33:E4:80:57:7D:AE:49:C0:AA:52:0A:EB:F9","Complete Image for SGM1422B 7.8.14"]
[null,"000834","Current","Polyphase Electricity Metering Equipment","11:8F","00:00","06","01","00:07:08:0E","SMETS V4.2","GBCS Version 3.2","[E] 1433053936-3227","Security Characteristics version 1.2","2023-08-30",2374,"CTT 3.1","ZIG20062ZSE12944-24","ZigBee Smart Energy Standard 1.4","Aclara","7D:7E:67:FB:A2:8A:CF:7E:9F:7C:90:B4:67:2F:C9:EB:14:D0:D7:33:E4:80:57:7D:AE:49:C0:AA:52:0A:EB:F9","Complete Image for SGM1431B 7.8.14"]
[null,"000835","Current","Polyphase Electricity Metering Equipment","11:8F","00:00","06","02","00:07:08:0E","SMETS V4.2","GBCS Version 3.2","[E] 1433053936-3227","Security Characteristics version 1.2","2023-08-30",2374,"CTT 3.1","ZIG20062ZSE12944-24","ZigBee Smart Energy Standard 1.4","Aclara","7D:7E:67:FB:A2:8A:CF:7E:9F:7C:90:B4:67:2F:C9:EB:14:D0:D7:33:E4:80:57:7D:AE:49:C0:AA:52:0A:EB:F9","Complete Image for SGM1431B 7.8.14"]
[null,"000836","Current","Polyphase Electricity Metering Equipment","11:8F","00:00","07","01","00:07:08:0E","SMETS V4.2","GBCS Version 3.2","[E] 1433053936-3227","Security Characteristics version 1.2","2023-08-30",2374,"CTT 3.1","ZIG20062ZSE12944-24","ZigBee Smart Energy Standard 1.4","Aclara","7D:7E:67:FB:A2:8A:CF:7E:9F:7C:90:B4:67:2F:C9:EB:14:D0:D7:33:E4:80:57:7D:AE:49:C0:AA:52:0A:EB:F9","Complete Image for SGM1432B 7.8.14"]
[null,"000837","Current","Polyphase Electricity Metering Equipment","11:8F","00:00","07","02","00:07:08:0E","SMETS V4.2","GBCS Version 3.2","[E] 1433053936-3227","Security Characteristics version 1.2","2023-08-30",2374,"CTT 3.1","ZIG20062ZSE12944-24","ZigBee Smart Energy Standard 1.4","Aclara","7D:7E:67:FB:A2:8A:CF:7E:9F:7C:90:B4:67:2F:C9:EB:14:D0:D7:33:E4:80:57:7D:AE:49:C0:AA:52:0A:EB:F9","Complete Image for SGM1432B 7.8.14"]
[null,"000838","Current","Polyphase Electricity Metering Equipment","11:8F","00:00","08","01","00:07:08:0E","SMETS V4.2","GBCS Version 3.2","[E] 1433053936-3227","Security Characteristics version 1.2","2023-08-30",2374,"CTT 3.1","ZIG20062ZSE12944-24","ZigBee Smart Energy Standard 1.4","Aclara","7D:7E:67:FB:A2:8A:CF:7E:9F:7C:90:B4:67:2F:C9:EB:14:D0:D7:33:E4:80:57:7D:AE:49:C0:AA:52:0A:EB:F9","Complete Image for SGM1433B 7.8.14"]
[null,"000839","Current","Polyphase Electricity Metering Equipment","11:8F","00:00","08","02","00:07:08:0E","SMETS V4.2","GBCS Version 3.2","[E] 1433053936-3227","Security Characteristics version 1.2","2023-08-30",2374,"CTT 3.1","ZIG20062ZSE12944-24","ZigBee Smart Energy Standard 1.4","Aclara","7D:7E:67:FB:A2:8A:CF:7E:9F:7C:90:B4:67:2F:C9:EB:14:D0:D7:33:E4:80:57:7D:AE:49:C0:AA:52:0A:EB:F9","Complete Image for SGM1433B 7.8.14"]
[null,"000840","Current","Communications Hub","10:C7","00:02","01","00","21:10:00:00","SMETS V1.2","GBCS Version 0.0",null,null,null,null,null,null,null,"Trilliant","5C:FC:79:FD:21:60:D0:36:77:1A:8C:F7:0E:83:A5:9F:69:76:76:4D:5B:96:63:20:8E:C8:79:99:36:AD:AA:02","SEAP-2000-V"]
[null,"000841","Current","Communications Hub","10:C7","00:03","02","00","22:0B:00:00","SMETS V1.2","GBCS Version 0.0",null,null,null,null,null,null,null,"Trilliant","D6:3F:ED:20:85:22:D5:6E:0F:7F:3F:73:2E:D7:67:87:D4:65:69:48:D2:BF:83:B1:6A:80:38:D2:AA:55:AB:2D","SEAP-2001-V"]
[null,"000842","Current","Gas Smart Meter","10:6C","10:F3","A1","00","03:89:BB:00","SMETS V4.2","GBCS Version 3.2","[E] NCSC-1433053936-3580","Security Characteristics version 1.3","2027-03-01",null,null,"ZIG22067ZSE13147-24","ZigBee Smart Energy Standard 1.4","EDMI Europe Ltd","8C:3E:44:C2:18:F4:5F:1B:EC:45:82:DE:F2:28:03:68:87:A6:01:5C:96:F6:33:0C:54:78:0C:69:68:56:D7:57","Complete Image"]
[null,"000843","Current","Gas Smart Meter","11:92","11:11","12","11","01:F0:00:D1","SMETS V4.2","GBCS Version 3.2","[E] 1433053936-2163","Security Characteristics version 1.2","2024-12-20",null,null,"ZIG21023ZSE13012-24","ZigBee Smart Energy Standard 1.4","George Wilson Industries Ltd","06:94:E5:E9:FB:8D:62:10:52:AF:7D:D3:74:01:71:8F:B9:CA:2A:21:94:3F:86:79:1A:9F:72:E8:D1:1D:1C:F6","Complete Image"]
[null,"000844","Current","Gas Smart Meter","11:92","11:11","11","11","01:F0:00:D1","SMETS V4.2","GBCS Version 3.2","[E] 1433053936-2163","Security Characteristics version 1.2","2024-12-20",null,null,"ZIG21023ZSE13012-24","ZigBee Smart Energy Standard 1.4","George Wilson Industries Ltd","06:94:E5:E9:FB:8D:62:10:52:AF:7D:D3:74:01:71:8F:B9:CA:2A:21:94:3F:86:79:1A:9F:72:E8:D1:1D:1C:F6","Complete Image"]
[null,"000845","Current","Gas Smart Meter","10:63","47:72","02","01","03:03:55:22","SMETS V4.2","GBCS Version 3.2","[R] NCSC-1433053936-4144","Security Characteristics version 1.2","2029-05-24",null,null,"ZIG23023ZSE13187-24","ZigBee Smart Energy Standard 1.4","Landis+Gyr","8C:5E:7F:03:2D:B0:AF:50:D8:B7:2E:EE:02:95:9D:6C:7B:3F:68:15:0D:A0:4C:80:7F:DF:B1:38:FC:EF:12:DE","whole image"]
[null,"000846","Current","Gas Smart Meter","10:63","47:72","02","01","03:03:55:24","SMETS V4.2","GBCS Version 3.2","[R] NCSC-1433053936-4144","Security Characteristics version 1.2","2029-05-24",null,null,"ZIG23029ZSE13193-24","ZigBee Smart Energy Standard 1.4","Landis+Gyr","ED:98:1E:50:FC:D9:F6:34:0C:4F:4A:FD:12:ED:DF:A9:02:EA:9A:36:A6:6F:11:A1:48:21:D9:B8:1C:56:2B:2D","whole image"]
[null,"000847","Current","Communications Hub","10:6C","43:32","00","CD","30:B0:F1:1E","CHTS V1.3","GBCS Version 3.2","[E] NCSC-1433053936-2188","Security Characteristics version 1.3","2025-01-16",null,null,"ZIG22002ZSE13082-24","ZigBee Smart Energy Standard 1.4","EDMI Europe Limited","72:70:56:B9:1C:1B:7D:06:94:3B:A4:C4:BC:6E:4F:D3:8D:C7:0B:2B:74:FC:C8:02:1E:2D:0A:28:2C:8E:0B:5D","Complete Image"]
[null,"000848","Current","Communications Hub","10:6C","43:34","00","DB","30:B0:F1:1E","CHTS V1.3","GBCS Version 3.2","[E] NCSC-1433053936-2188","Security Characteristics version 1.3","2025-01-16",null,null,"ZIG22001ZSE13081-24","ZigBee Smart Energy Standard 1.4","EDMI Europe Limited","32:F7:B0:28:04:D1:22:AC:29:61:7D:36:F5:54:95:8B:6D:41:E6:99:BD:19:20:2D:56:20:2C:68:04:8E:98:4E","Complete Image"]
[null,"000849","Current","Communications Hub","10:6C","43:31","00","AD","30:10:F1:1E","CHTS V1.3","GBCS Version 3.2","[R] NCSC-1433053936-3918","Security Characteristics version 1.2","2029-10-31",null,null,"ZIG22012ZSE13092-24","ZigBee Smart Energy Standard 1.4","EDMI Europe Limited","F4:8A:AD:56:95:21:30:E9:34:27:E4:65:F8:DC:4C:7C:56:28:6C:A9:D4:EF:64:A7:BA:B6:B3:E9:94:2E:B1:F4","Complete Image"]
[null,"000850","Current","Communications Hub","10:6C","43:31","00","AE","30:10:F1:1E","CHTS V1.3","GBCS Version 3.2","[R] NCSC-1433053936-3918","Security Characteristics version 1.2","2029-10-31",null,null,"ZIG22003ZSE13083-24","ZigBee Smart Energy Standard 1.4","EDMI Europe Limited","F4:8A:AD:56:95:21:30:E9:34:27:E4:65:F8:DC:4C:7C:56:28:6C:A9:D4:EF:64:A7:BA:B6:B3:E9:94:2E:B1:F4","Complete Image"]
[null,"000851","Current","Communications Hub","10:6C","43:31","00","AC","30:10:F1:1E","CHTS V1.3","GBCS Version 3.2","[R] NCSC-1433053936-3918","Security Characteristics version 1.2","2029-10-31",null,null,"ZIG22014ZSE13094-24","ZigBee Smart Energy Standard 1.4","EDMI Europe Limited","F4:8A:AD:56:95:21:30:E9:34:27:E4:65:F8:DC:4C:7C:56:28:6C:A9:D4:EF:64:A7:BA:B6:B3:E9:94:2E:B1:F4","Complete Image"]
[null,"000852","Current","Gas Smart Meter","12:64","00:00","C0","01","E0:38:BA:45","SMETS V4.2","GBCS Version 3.2","[E] NCSC-1433053936-3767","Security Characteristics version 1.3","2027-11-30",null,null,"ZIG23035ZSE13199-24","ZigBee Smart Energy Standard 1.4",null,"","Dual Band"]
[null,"000853","Current","Gas Smart Meter","10:15","09:B3","32","00","14:03:0A:0B","SMETS V4.2","GBCS Version 3.2","[E] GSME1433053936-1360","Security Characteristics version 1.2","2024-04-12",null,null,"ZIG18023ZSE12646-24","ZigBee Smart Energy Standard 1.2a","Flonidan","75:48:11:13:E6:73:84:40:79:B2:04:70:BA:AC:EC:4F:20:CA:95:4E:4A:E2:63:C6:C3:B9:1D:A3:A3:16:0E:FE","Complete image"]
[null,"000854","Current","Gas Smart Meter","10:15","09:B3","37","00","14:03:0A:0B","SMETS V4.2","GBCS Version 3.2","[E] GSME1433053936-1360","Security Characteristics version 1.2","2024-04-12",null,null,"ZIG18023ZSE12646-24","ZigBee Smart Energy Standard 1.2a","Flonidan","75:48:11:13:E6:73:84:40:79:B2:04:70:BA:AC:EC:4F:20:CA:95:4E:4A:E2:63:C6:C3:B9:1D:A3:A3:16:0E:FE","Complete image"]
[null,"000855","Current","Pre-Payment Interface Device","10:E0","00:11","01","00","00:02:00:07","SMETS V4.2","GBCS Version 3.2",null,"Not Relevant",null,null,null,"ZIG23043ZSE13207-24","ZigBee Smart Energy Standard 1.4",null,""]
[null,"000856","Current","Single Element Electricity Metering Equipment","10:6C","10:E1","A1","00","03:14:BA:10","SMETS V4.2","GBCS Version 3.2","[R] NCSC-1433053936-4165","Security Characteristics version 1.2","2024-06-22",2260,"CTT 3.1","ZIG23002ZSE13166-24","ZigBee Smart Energy Standard 1.4","EDMI Europe Ltd","F5:8D:21:2D:0C:D6:64:C5:D4:AE:7D:56:40:72:E5:07:35:2E:5E:3B:46:53:ED:C0:60:A4:19:97:AF:9B:5F:AD","Complete Image"]
[null,"000857","Current","Single Element Electricity Metering Equipment","10:6C","10:E2","A1","00","03:14:BA:10","SMETS V4.2","GBCS Version 3.2","[R] NCSC-1433053936-4165","Security Characteristics version 1.2","2024-06-22",2260,"CTT 3.1","ZIG23010ZSE13174-24","ZigBee Smart Energy Standard 1.4","EDMI Europe Ltd","F5:8D:21:2D:0C:D6:64:C5:D4:AE:7D:56:40:72:E5:07:35:2E:5E:3B:46:53:ED:C0:60:A4:19:97:AF:9B:5F:AD","Complete Image"]
[null,"000858","Current","Single Element Electricity Metering Equipment","10:6C","12:E2","A1","00","03:14:BA:10","SMETS V4.2","GBCS Version 3.2","[R] NCSC-1433053936-4165","Security Characteristics version 1.2","2024-06-22",2260,"CTT 3.1","ZIG22084ZSE13164-24","ZigBee Smart Energy Standard 1.4","EDMI Europe Ltd","F5:8D:21:2D:0C:D6:64:C5:D4:AE:7D:56:40:72:E5:07:35:2E:5E:3B:46:53:ED:C0:60:A4:19:97:AF:9B:5F:AD","Complete Image"]
[null,"000859","Current","Single Element Electricity Metering Equipment","10:6C","10:E2","A1","00","03:14:BA:20","SMETS V4.2","GBCS Version 3.2","[R] NCSC-1433053936-4165","Security Characteristics version 1.2","2024-06-22",2260,"CTT 3.1","ZIG23010ZSE13174-24","ZigBee Smart Energy Standard 1.4","EDMI Europe Ltd","CB:E9:44:78:9F:EF:FC:A7:FB:82:33:62:74:50:EE:51:A1:8D:EC:41:7B:A3:EC:AE:9B:A1:B0:89:3E:44:8C:63","Complete Image"]
[null,"000860","Current","Gas Smart Meter","12:3E","00:02","09","00","07:08:06:0A","SMETS V4.2","GBCS Version 3.2","[E] NCSC-1433053936-3007","Security Characteristics version 1.2","2026-02-19",null,null,"ZIG22015ZSE13095-24","ZigBee Smart Energy Standard 1.4","Flonidan","01:12:04:D6:97:43:E2:99:27:0F:67:45:CC:D5:19:81:CF:32:EF:19:08:98:A2:14:DC:3D:63:34:AD:87:30:C1","Complete image"]
[null,"000861","Current","Polyphase Electricity Metering Equipment","10:6C","30:E5","A1","00","03:20:BA:10","SMETS V4.2","GBCS Version 3.2","[E] NCSC-1433053936-3195","Security Characteristics version 1.2","2026-06-18",2278,"CTT 3.1","ZIG23006ZSE13170-24","ZigBee Smart Energy Standard 1.4","EDMI Europe Ltd","46:CC:C7:DD:FF:6B:5B:A4:2C:69:97:B3:17:4C:A5:5E:9F:66:1D:86:7D:A4:24:D8:2A:C4:2E:93:1F:A3:28:93","Complete Image"]
[null,"000862","Current","Gas Smart Meter","12:3E","00:01","06","00","03:06:06:0A","SMETS V4.2","GBCS Version 3.2","[E] NCSC-1433053936-3408","Security Characteristics version 1.3","2026-10-22",null,null,"ZIG22070ZSE13150-24","ZigBee Smart Energy Standard 1.4","Flonidan","4A:9C:FB:B3:60:A1:7C:38:74:19:4C:97:E6:F2:AE:1E:F8:D9:F9:A4:2B:15:08:84:43:64:09:A5:FE:31:7E:AC","Complete image"]
[null,"000863","Current","Gas Smart Meter","12:3E","00:03","06","00","03:07:06:0A","SMETS V4.2","GBCS Version 3.2","[E] NCSC-1433053936-3408","Security Characteristics version 1.3","2026-10-22",null,null,"ZIG22070ZSE13150-24","ZigBee Smart Energy Standard 1.4","Flonidan","36:F0:05:F3:E7:8C:F7:5F:C1:F5:47:8A:71:28:2B:B6:12:40:88:F1:E7:DA:A2:70:82:13:69:9D:BA:0D:21:85","Complete image"]
[null,"000864","Current","Gas Smart Meter","11:92","11:11","11","11","02:00:00:E2","SMETS V4.2","GBCS Version 3.2","[E] 1433053936-2163","Security Characteristics version 1.2","2024-12-20",null,null,"ZIG23048ZSE13212-24","ZigBee Smart Energy Standard 1.4","George Wilson Industries Ltd","9C:EC:56:7D:E5:12:41:61:6A:0C:D0:01:EB:A1:CD:90:95:2E:07:67:E6:27:2F:EC:0A:10:15:F4:7B:90:C2:13","Complete Image"]
[null,"000865","Current","Gas Smart Meter","11:92","11:11","12","11","02:00:00:E2","SMETS V4.2","GBCS Version 3.2","[E] 1433053936-2163","Security Characteristics version 1.2","2024-12-20",null,null,"ZIG23048ZSE13212-24","ZigBee Smart Energy Standard 1.4","George Wilson Industries Ltd","9C:EC:56:7D:E5:12:41:61:6A:0C:D0:01:EB:A1:CD:90:95:2E:07:67:E6:27:2F:EC:0A:10:15:F4:7B:90:C2:13","Complete Image"]
[null,"000866","Current","Communications Hub","10:72","57:31","01","00","05:00:00:07","CHTS V1.5","GBCS Version 4.1","[R] NCSC-1433053936-3951","Security Characteristics version 1.2","2023-11-01",null,null,"ZIG23033ZSE13197-24","ZigBee Smart Energy Standard 1.4","Wistron NeWeb Corp","E2:7F:E5:97:7A:4F:F4:2F:88:50:55:57:7C:F7:29:D6:EC:2D:B1:65:FE:F6:3B:04:9D:26:40:EE:2B:87:D6:09","Complete image; Single Band (2.4 GHz)"]
[null,"000867","Current","Communications Hub","10:72","57:31","01","01","05:00:00:07","CHTS V1.5","GBCS Version 4.1","[R] NCSC-1433053936-3950","Security Characteristics version 1.2","2029-11-30",null,null,"ZIG23033ZSE13197-24","ZigBee Smart Energy Standard 1.4","Wistron NeWeb Corp","E2:7F:E5:97:7A:4F:F4:2F:88:50:55:57:7C:F7:29:D6:EC:2D:B1:65:FE:F6:3B:04:9D:26:40:EE:2B:87:D6:09","Complete image; Single Band (2.4 GHz)"]
[null,"000868","Current","Communications Hub","10:72","57:31","01","02","05:00:00:07","CHTS V1.5","GBCS Version 4.1","[R] NCSC-1433053936-3950","Security Characteristics version 1.2","2029-11-30",null,null,"ZIG23033ZSE13197-24","ZigBee Smart Energy Standard 1.4","Wistron NeWeb Corp","E2:7F:E5:97:7A:4F:F4:2F:88:50:55:57:7C:F7:29:D6:EC:2D:B1:65:FE:F6:3B:04:9D:26:40:EE:2B:87:D6:09","Complete image; Single Band (2.4 GHz)"]
[null,"000869","Current","Communications Hub","10:72","57:32","01","01","03:00:00:07","CHTS V1.5","GBCS Version 4.1","[E] 1433053936-1910","Security Characteristics version 1.3","2024-10-18",null,null,"ZIG23038ZSE13202-24","ZigBee Smart Energy Standard 1.4","Wistron NeWeb Corp","3F:5A:1B:DE:FC:94:83:F4:81:FD:72:CF:AF:50:0F:92:E8:8A:AB:77:7C:14:F9:58:4A:71:78:13:62:BC:EE:C0","Complete image; Dual Band"]
[null,"000870","Current","Gas Smart Meter","10:28","C9:01","A5","00","03:09:BB:00","SMETS V4.2","GBCS Version 3.2","[E] 1433053936-3157","Security Characteristics version 1.2","2026-05-20",null,null,"ZIG20056ZSE12938-24","ZigBee Smart Energy Standard 1.4","49:74:72:6F:6E","A8:B5:37:BD:E8:40:5D:76:8F:DC:E5:38:6A:A4:8C:B3:3F:02:57:4F:7D:D4:B2:A7:DF:B5:76:1A:94:BF:12:1F","Fragment 1 of 1 of FW Version 03:09:BB:00 Single Band (2.4Ghz)"]
[null,"000871","Current","Pre-Payment Interface Device","11:28","00:05","01","01","02:0A:00:00","SMETS V4.2","GBCS Version 3.2",null,"Not Relevant",null,null,null,"ZIG21003ZSE12992-24","ZigBee Smart Energy Standard 1.4",null,""]
[null,"000872","Current","Single Element Electricity Metering Equipment","10:57","00:00","01","01","09:01:41:23","SMETS V4.2","GBCS Version 3.2","[R] NCSC-1433053936-4225","Security Characteristics version 1.2","2029-11-14",2310,"CTT 3.1","ZIG23051ZSE13215-24","ZigBee Smart Energy Standard 1.4","Elster GmbH | Honeywell","F2:11:D6:60:53:23:EC:CF:EE:BE:EB:17:51:CE:EF:AE:47:4A:55:C6:51:4C:0B:E9:D9:68:98:2B:0F:B2:C9:BB","Complete image"]
[null,"000873","Current","Single Element Electricity Metering Equipment","10:57","00:00","02","01","09:02:41:23","SMETS V4.2","GBCS Version 3.2","[R] NCSC-1433053936-4225","Security Characteristics version 1.2","2029-11-14",2310,"CTT 3.1","ZIG23050ZSE13214-24","ZigBee Smart Energy Standard 1.4","Elster GmbH | Honeywell","FE:43:C0:8D:E2:CC:CA:B0:34:06:44:00:66:95:93:D3:EE:62:8A:86:7D:2D:35:A7:25:FB:24:17:C7:6E:80:51","Complete image"]
[null,"000874","Current","Single Element Electricity Metering Equipment","10:57","00:00","01","01","09:01:40:11","SMETS V4.2","GBCS Version 3.2","[R] NCSC-1433053936-4225","Security Characteristics version 1.2","2029-11-14",2310,"CTT 3.1","ZIG23047ZSE13211-24","ZigBee Smart Energy Standard 1.4","Elster GmbH | Honeywell","6E:18:CC:7A:D4:B1:D2:97:64:BB:74:2A:5A:59:12:50:D1:11:BD:25:3F:5A:BA:19:4D:BB:43:2B:D6:44:44:E2","Complete image"]
[null,"000875","Current","Single Element Electricity Metering Equipment","10:57","00:00","02","01","09:02:40:11","SMETS V4.2","GBCS Version 3.2","[R] NCSC-1433053936-4225","Security Characteristics version 1.2","2029-11-14",2310,"CTT 3.1","ZIG23049ZSE13213-24","ZigBee Smart Energy Standard 1.4","Elster GmbH | Honeywell","67:61:86:28:1B:62:64:6E:FD:F8:C3:70:2E:90:AE:5D:46:E8:2C:F5:73:52:34:61:76:F4:AD:10:B4:7F:0B:AA","Complete image"]
[null,"000876","Current","Pre-Payment Interface Device","10:90","00:08","01","00","05:05:00:01","SMETS V1.2","GBCS Version 0.0",null,null,null,null,null,null,null,null,""]
[null,"000877","Current","Pre-Payment Interface Device","10:90","00:08","01","00","05:07:01:01","SMETS V1.2","GBCS Version 0.0",null,null,null,null,null,null,null,null,""]
[null,"000878","Current","Pre-Payment Interface Device","11:28","00:06","01","01","02:84:00:00","SMETS V4.5","GBCS Version 4.2",null,"Not Relevant",null,null,null,"ZIG24003ZSE13222-24","ZigBee Smart Energy Standard 1.4",null,""]
[null,"000879","Current","Pre-Payment Interface Device","11:28","00:0B","01","01","02:86:00:00","SMETS V4.5","GBCS Version 4.2",null,"Not Relevant",null,null,null,"ZIG24005ZSE13224-24","ZigBee Smart Energy Standard 1.4",null,""]
[null,"000880","Current","Gas Smart Meter","10:28","20:00","00","00","02:94:10:D6","SMETS V1.2","GBCS Version 0.0",null,null,null,null,null,null,null,"49:74:72:6F:6E ","74:03:D1:9E:03:65:A2:B6:9D:C0:2B:A0:49:5D:F0:50:CE:9B:8C:42:84:CC:75:3F:EA:CF:EB:3E:15:AD:C5:33","Application firmware"]
[null,"000881","Current","Pre-Payment Interface Device","10:E0","00:11","01","00","00:01:07:01","SMETS V1.2","GBCS Version 0.0",null,null,null,null,null,null,null,null,""]
[null,"000882","Current","Pre-Payment Interface Device","10:E0","00:11","02","00","00:01:08:02","SMETS V1.2","GBCS Version 0.0",null,null,null,null,null,null,null,null,""]
[null,"000883","Current","Pre-Payment Interface Device","11:28","00:0B","01","01","02:88:00:00","SMETS V4.5","GBCS Version 4.2",null,"Not Relevant",null,null,null,"ZIG24005ZSE13224-24","ZigBee Smart Energy Standard 1.4","In Home Displays Limited","70:E3:C0:6B:66:8B:CC:E4:FB:63:38:1C:CF:ED:E4:4A:A6:B4:82:46:05:EE:38:74:A4:9F:A1:31:59:BD:F4:AA","Full version 02:88:00:00 -SV3MG24 Single Band"]
[null,"000884","Current","Pre-Payment Interface Device","11:28","00:06","01","01","02:88:00:00","SMETS V4.5","GBCS Version 4.2",null,"Not Relevant",null,null,null,"ZIG24003ZSE13222-24","ZigBee Smart Energy Standard 1.4","In Home Displays Limited","B5:90:B6:C3:66:5A:59:A2:C0:FD:CA:6B:76:59:3D:86:7C:FD:42:AA:BB:40:F9:5A:09:5E:37:AF:86:5B:7B:09","Full version 02:88:00:00 - SV4 Dual Band"]
[null,"000885","Current","Single Element Electricity Metering Equipment","11:25","31:32","41","31","19:10:24:18","SMETS V4.2","GBCS Version 3.2","[R] NCSC-1433053936-4379","Security Characteristics version 1.2","2030-03-12",1911,"CTT 3.1","ZIG23032ZSE13196-24","ZigBee Smart Energy Standard 1.4","Kaifa","68:F9:59:BA:D4:43:F4:8B:5D:82:16:EC:C6:EB:0F:3C:B2:50:09:B6:14:A7:FB:AD:F8:22:31:8D:A4:7D:68:73","Kaifa"]
[null,"000886","Current","Single Element Electricity Metering Equipment","11:25","31:33","43","30","19:10:24:18","SMETS V4.2","GBCS Version 3.2","[R] NCSC-1433053936-4379","Security Characteristics version 1.2","2030-03-12",2208,"CTT 3.1","ZIG23032ZSE13196-24","ZigBee Smart Energy Standard 1.4","Kaifa","68:F9:59:BA:D4:43:F4:8B:5D:82:16:EC:C6:EB:0F:3C:B2:50:09:B6:14:A7:FB:AD:F8:22:31:8D:A4:7D:68:73","Kaifa"]
[null,"000887","Current","Pre-Payment Interface Device","10:90","00:0C","02","00","07:03:00:00","SMETS V4.2","GBCS Version 3.2",null,null,null,null,null,"ZIG24007ZSE13226-24","ZigBee Smart Energy Standard 1.4",null,""]
[null,"000888","Current","Single Element Electricity Metering Equipment","10:31","A0:A1","01","3D","0C:00:00:00","SMETS V4.2","GBCS Version 3.2","[E] NCSC-1433053936-2889","Security Characteristics version 1.2","2025-12-19",2348,"CTT 3.1","ZIG23004ZSE13168-24","ZigBee Smart Energy Standard 1.4","Secure Meters(UK) Limited","90:3D:D5:6A:20:86:5F:56:98:2C:40:1F:FB:A5:87:4D:84:66:A5:A2:99:6A:E4:D4:9D:CF:07:43:4A:87:80:F1","Liberty 101 version 0C:00:00:00 complete image;\nSingle Band (2.4GHz)\n"]
[null,"000889","Current","Single Element Electricity Metering Equipment","11:25","31:38","42","30","17:16:22:20","SMETS V4.2","GBCS Version 3.2","[R] NCSC-1433053936-4379","Security Characteristics version 1.2","2030-03-12",2720,"CTT 4.1","ZIG22023ZSE13103-24","ZigBee Smart Energy Standard 1.4","Kaifa","AF:64:E2:95:6E:40:47:B1:0E:1D:57:55:9A:45:3A:8D:E9:87:2B:E8:14:BB:31:F8:97:CE:F4:7B:44:53:B1:3D","Kaifa"]
[null,"000890","Current","Single Element Electricity Metering Equipment","11:25","31:39","44","30","17:16:22:20","SMETS V4.2","GBCS Version 3.2","[R] NCSC-1433053936-4379","Security Characteristics version 1.2","2030-03-12",2720,"CTT 4.1","ZIG22023ZSE13103-24","ZigBee Smart Energy Standard 1.4","Kaifa","AF:64:E2:95:6E:40:47:B1:0E:1D:57:55:9A:45:3A:8D:E9:87:2B:E8:14:BB:31:F8:97:CE:F4:7B:44:53:B1:3D","Kaifa"]
[null,"000891","Current","Gas Smart Meter","10:31","B0:A1","01","44","0C:00:00:00","SMETS V4.2","GBCS Version 3.2","[E] NCSC-1433053936-2890","Security Characteristics version 1.2","2025-12-19",null,null,"ZIG23005ZSE13169-24","ZigBee Smart Energy Standard 1.4","Secure Meters(UK) Limited","14:23:79:F8:7C:F2:61:32:43:81:36:2B:CF:0E:86:F2:55:7F:E3:A1:14:E4:21:B0:5C:B2:B4:CE:D0:BC:AD:8C","Liberty Gas 200 version 0C:00:00:00 complete image;\nSingle Band (2.4GHz)\n"]
[null,"000892","Current","Pre-Payment Interface Device","10:E0","00:0D","00","01","00:01:05:00","SMETS V4.2","GBCS Version 3.2",null,"Not Relevant",null,null,null,"ZIG24009ZSE13228-24","ZigBee Smart Energy Standard 1.4",null,""]
[null,"000893","Current","Pre-Payment Interface Device","10:90","00:0C","02","00","07:04:00:00","SMETS V4.2","GBCS Version 3.2",null,null,null,null,null,"ZIG24011ZSE13230-24","ZigBee Smart Energy Standard 1.4",null,""]
[null,"000894","Current","Communications Hub","10:6C","43:31","00","AC","40:10:F4:26","CHTS V1.5","GBCS Version 4.1","[R] NCSC-1433053936-3918","Security Characteristics version 1.2","2029-10-31",null,null,"ZIG23026ZSE13190-24","ZigBee Smart Energy Standard 1.4","EDMI Europe Limited","4A:7D:D2:F7:E5:DD:98:68:18:B9:B7:D5:C0:2D:17:71:C1:3D:16:70:48:4C:FD:40:09:CB:9D:A5:49:48:5C:67","Complete Image"]
[null,"000895","Current","Communications Hub","10:6C","43:31","00","AE","40:10:F4:26","CHTS V1.5","GBCS Version 4.1","[R] NCSC-1433053936-3918","Security Characteristics version 1.2","2029-10-31",null,null,"ZIG23019ZSE13183-24","ZigBee Smart Energy Standard 1.4","EDMI Europe Limited","4A:7D:D2:F7:E5:DD:98:68:18:B9:B7:D5:C0:2D:17:71:C1:3D:16:70:48:4C:FD:40:09:CB:9D:A5:49:48:5C:67","Complete Image"]
[null,"000896","Current","Communications Hub","10:6C","43:31","00","AD","40:10:F4:26","CHTS V1.5","GBCS Version 4.1","[R] NCSC-1433053936-3918","Security Characteristics version 1.2","2029-10-31",null,null,"ZIG23028ZSE13192-24","ZigBee Smart Energy Standard 1.4","EDMI Europe Limited","4A:7D:D2:F7:E5:DD:98:68:18:B9:B7:D5:C0:2D:17:71:C1:3D:16:70:48:4C:FD:40:09:CB:9D:A5:49:48:5C:67","Complete Image"]
[null,"000897","Current","Communications Hub","10:6C","43:32","00","CD","40:B0:F4:26","CHTS V1.5","GBCS Version 4.1","[E] 1433053936-2188","Security Characteristics version 1.3","2025-01-16",null,null,"ZIG23021ZSE13185-24","ZigBee Smart Energy Standard 1.4","EDMI Europe Limited","0F:F5:2B:DF:4E:AF:74:D1:5F:5A:C4:50:9C:42:D7:8D:C5:9C:6E:B0:A5:21:62:50:B1:18:C0:65:0D:3D:FD:B7","Complete Image"]
[null,"000898","Current","Communications Hub","10:6C","43:34","00","DB","40:B0:F4:26","CHTS V1.5","GBCS Version 4.1","[E] 1433053936-2188","Security Characteristics version 1.3","2025-01-16",null,null,"ZIG23022ZSE13186-24","ZigBee Smart Energy Standard 1.4","EDMI Europe Limited","8A:0D:23:1F:32:13:9D:43:13:B3:BF:16:55:2E:23:53:BC:54:D1:1A:53:C4:AE:F0:19:50:61:66:9D:24:76:B1","Complete Image"]

{"sheet":"CPL - saveable in CSV","index":3,"n_rows":896,"n_cols":13,"rows_kept":896,"cut":false,"hidden":false,"merged":[]}
["Version","Entry.number","Entry.status","Device_Type.name","Device_Model.manufacturer_identifier","Device_Model.model_identifier","Device_Model.hardware_version.version","Device_Model.hardware_version.revision","Device_Model.model_identifier_concatenated_with_hardware_version","Device_Model.firmware_version","SMETS_CHTS Version.Version_number_and_effective_date","GBCS Version.version_number","Manufacturer_Image.hash"]
["Version 3.001 Issued on 15-04-2024","000001","Current","Communications Hub","106C","4331","00","AC","433100AC","124074DA","CHTS V1.0 ","GBCS Version 1.0 ","137ED5BC81A21F6D2187BC380381AEA7705BF65D3E4DAEA28EFD44113079D5E9"]
["Version 3.001 Issued on 15-04-2024","000002","Current","Communications Hub","1086","5431","1F","52","54311F52","000A6900","CHTS V1.0 ","GBCS Version 1.0 ",""]
["Version 3.001 Issued on 15-04-2024","000003","Current","Communications Hub","1086","5432","20","52","54322052","000A6900","CHTS V1.0 ","GBCS Version 1.0 ",""]
["Version 3.001 Issued on 15-04-2024","000004","Current","Communications Hub","1086","5433","21","52","54332152","000A6900","CHTS V1.0 ","GBCS Version 1.0 ",""]
["Version 3.001 Issued on 15-04-2024","000005","Current","Communications Hub","106C","4331","00","AC","433100AC","1220665A","CHTS V1.0 ","GBCS Version 1.0 ","BD98870B099252CFD3FC6299630624A3D75C54125493E07659AE7B66AE8DC05D"]
["Version 3.001 Issued on 15-04-2024","000006","Current","Communications Hub","1086","5431","1F","52","54311F52","000A7100","CHTS V1.0 ","GBCS Version 1.0 ","7D0A4EFC6D236E6F0F12BBB0B7F8F89CAA94D1353358835991E0CE6CBBF34365"]
["Version 3.001 Issued on 15-04-2024","000007","Removed","Communications Hub","1086","5433","21","52","54332152","000A7100","CHTS V1.0 ","GBCS Version 1.0 ","7D0A4EFC6D236E6F0F12BBB0B7F8F89CAA94D1353358835991E0CE6CBBF34365"]
["Version 3.001 Issued on 15-04-2024","000008","Current","Communications Hub","1086","5432","20","52","54322052","000A7100","CHTS V1.0 ","GBCS Version 1.0 ","7D0A4EFC6D236E6F0F12BBB0B7F8F89CAA94D1353358835991E0CE6CBBF34365"]
["Version 3.001 Issued on 15-04-2024","000009","Current","Communications Hub","1086","5431","1F","52","54311F52","000A7200","CHTS V1.0 ","GBCS Version 1.0 ","2846A641002B67E3676EA04616CBC55A9EF79911C15A11DC4886C6042A87DD59"]
["Version 3.001 Issued on 15-04-2024","000010","Current","Communications Hub","1086","5432","20","52","54322052","000A7200","CHTS V1.0 ","GBCS Version 1.0 ","2846A641002B67E3676EA04616CBC55A9EF79911C15A11DC4886C6042A87DD59"]
["Version 3.001 Issued on 15-04-2024","000011","Current","Communications Hub","1086","5434","21","52","54342152","000A7200","CHTS V1.0 ","GBCS Version 1.0 ","2846A641002B67E3676EA04616CBC55A9EF79911C15A11DC4886C6042A87DD59"]
["Version 3.001 Issued on 15-04-2024","000012","Current","Communications Hub","1086","5434","21","52","54342152","000A7100","CHTS V1.0 ","GBCS Version 1.0 ","7D0A4EFC6D236E6F0F12BBB0B7F8F89CAA94D1353358835991E0CE6CBBF34365"]
["Version 3.001 Issued on 15-04-2024","000013","Current","Communications Hub","5401","5731","01","00","57310100","010B0000","CHTS V1.0 ","GBCS Version 1.0 ",""]
["Version 3.001 Issued on 15-04-2024","000014","Current","Communications Hub","106C","4331","00","AC","433100AC","12407768","CHTS V1.0 ","GBCS Version 1.0 ","2A6C3FBA7AB358292EA0700BEB107DE91550E8480D80DC5DE4DDF24F63BCB524"]
["Version 3.001 Issued on 15-04-2024","000015","Removed","Communications Hub","5401","5731","00","01","57310001","010C0000","CHTS V1.0 ","GBCS Version 1.0 ","ADB20C36DE6093AB689DDF2334A35F6201375592347964F54CE78AF573884201"]
["Version 3.001 Issued on 15-04-2024","000016","Current","Communications Hub","5401","5731","01","00","57310100","010C0000","CHTS V1.0 ","GBCS Version 1.0 ","ADB20C36DE6093AB689DDF2334A35F6201375592347964F54CE78AF573884201"]
["Version 3.001 Issued on 15-04-2024","000017","Current","Communications Hub","5401","5731","01","00","57310100","010E0000","CHTS V1.0 ","GBCS Version 1.0 ","BCA7B4C7461F4F135F22300E602EA7A5F32E8BD86A49A40CA77436ECF3E08101"]
["Version 3.001 Issued on 15-04-2024","000018","Current","Communications Hub","1086","5431","1F","52","54311F52","000A7300","CHTS V1.0 ","GBCS Version 1.0 ","C8021BD3E6D0E7B61E090ECECBB3C437A7C53F3E4B568C5B1177970D7D7DBD6B"]
["Version 3.001 Issued on 15-04-2024","000019","Current","Communications Hub","1086","5432","20","52","54322052","000A7300","CHTS V1.0 ","GBCS Version 1.0 ","C8021BD3E6D0E7B61E090ECECBB3C437A7C53F3E4B568C5B1177970D7D7DBD6B"]
["Version 3.001 Issued on 15-04-2024","000020","Current","Communications Hub","1086","5434","21","52","54342152","000A7300","CHTS V1.0 ","GBCS Version 1.0 ","C8021BD3E6D0E7B61E090ECECBB3C437A7C53F3E4B568C5B1177970D7D7DBD6B"]
["Version 3.001 Issued on 15-04-2024","000021","Removed","Single Element Electricity Metering Equipment","1063","0003","02","01","00030201","24010701","SMETS V2.0 ","GBCS Version 1.0 ","7124FA147A6850B3205D1E4F9CA6B3E820194A7F3B0EB0373BF47EA7F8877C21"]
["Version 3.001 Issued on 15-04-2024","000022","Removed","Single Element Electricity Metering Equipment","1063","0003","02","01","00030201","24020000","SMETS V2.0 ","GBCS Version 1.0 ","AF07F1E8895DA5A5AC3846E61C45F6FB5A14105A00F787DE30138A2EFF722142"]
["Version 3.001 Issued on 15-04-2024","000023","Removed","Gas Smart Meter","1063","4772","01","01","47720101","03030236","SMETS V2.0 ","GBCS Version 1.0 ","DDF62A640765028BA5C8412F864EF09D6D0508A90849017D0232F663460200A5"]
["Version 3.001 Issued on 15-04-2024","000024","Removed","Communications Hub","106C","4331","00","AC","433100AC","125080E0","CHTS V1.0 ","GBCS Version 1.0 ","8C83FA493AC03AB2A2CAF1DDA7927496AEDB0EC6E95F9E189EF89B497AE8A5A2"]
["Version 3.001 Issued on 15-04-2024","000025","Current","Communications Hub","5401","5731","01","00","57310100","020D0000","CHTS V1.0 ","GBCS Version 1.0 ","926CB81A16892B3D5865D173B4F1BDC4665F377DBB53940C81368E025BFE7A99"]
["Version 3.001 Issued on 15-04-2024","000026","Current","Communications Hub","1086","5431","1F","52","54311F52","0B150000","CHTS V1.0 ","GBCS Version 1.0 ","C13D4C1647CA378E249EDA93A1B3EFD125E690D7061D27CF276DC2044C588F36"]
["Version 3.001 Issued on 15-04-2024","000027","Current","Communications Hub","1086","5432","20","52","54322052","0B150000","CHTS V1.0 ","GBCS Version 1.0 ","C13D4C1647CA378E249EDA93A1B3EFD125E690D7061D27CF276DC2044C588F36"]
["Version 3.001 Issued on 15-04-2024","000028","Current","Communications Hub","1086","5434","21","52","54342152","0B150000","CHTS V1.0 ","GBCS Version 1.0 ","C13D4C1647CA378E249EDA93A1B3EFD125E690D7061D27CF276DC2044C588F36"]
["Version 3.001 Issued on 15-04-2024","000029","Current","Communications Hub","1086","5431","1F","52","54311F52","0B160000","CHTS V1.0 ","GBCS Version 1.0 ","07A0625593BABDC60CB4C7BEE27450919F175AB9DD6C6B1183EFDCB542B25CB6"]
["Version 3.001 Issued on 15-04-2024","000030","Current","Communications Hub","1086","5432","20","52","54322052","0B160000","CHTS V1.0 ","GBCS Version 1.0 ","07A0625593BABDC60CB4C7BEE27450919F175AB9DD6C6B1183EFDCB542B25CB6"]
["Version 3.001 Issued on 15-04-2024","000031","Current","Communications Hub","1086","5434","21","52","54342152","0B160000","CHTS V1.0 ","GBCS Version 1.0 ","07A0625593BABDC60CB4C7BEE27450919F175AB9DD6C6B1183EFDCB542B25CB6"]
["Version 3.001 Issued on 15-04-2024","000032","Removed","Single Element Electricity Metering Equipment","1063","0003","02","01","00030201","24020200","SMETS V2.0 ","GBCS Version 1.0 ","788D57D4DD2E02F33EB56ABEF871D5652C209E0B70B46E8742F0EA6FF0D44F9A"]
["Version 3.001 Issued on 15-04-2024","000034","Current","Gas Smart Meter","106C","10F1","01","FF","10F101FF","00075100","SMETS V2.0 ","GBCS Version 1.0 ","008450C87F6A6250C9272C7CE3D8250DF323CA6379398B932004173DC9FCFFB5"]
["Version 3.001 Issued on 15-04-2024","000035","Current","Single Element Electricity Metering Equipment","106C","10E1","01","FF","10E101FF","00075100","SMETS V2.0 ","GBCS Version 1.0 ","866499856881E4A3D9BA4624AC615604BB48E475524ADAFC23E53DB814EC9C08"]
["Version 3.001 Issued on 15-04-2024","000036","Removed","Pre-Payment Interface Device","1128","1003","01","02","10030102","80070000","SMETS V2.0 ","GBCS Version 1.0 ",""]
["Version 3.001 Issued on 15-04-2024","000037","Removed","Gas Smart Meter","1063","4772","01","01","47720101","03030239","SMETS V2.0 ","GBCS Version 1.0 ","6D896C2C96CF733F1B0E3A51A39697F7E4F3BEFACE0DDA37EA64E8AB3E4404E9"]
["Version 3.001 Issued on 15-04-2024","000038","Removed","Single Element Electricity Metering Equipment","1063","0003","02","01","00030201","24020300","SMETS V2.0 ","GBCS Version 1.0 ","B5933CC4F3317A143659AB6663CFA4E433A80802ADC1FA9E18EE02AADD1751D5"]
["Version 3.001 Issued on 15-04-2024","000039","Current","Pre-Payment Interface Device","10E0","0005","01","00","00050100","00070200","SMETS V2.0 ","GBCS Version 1.0 ",""]
["Version 3.001 Issued on 15-04-2024","000040","Current","Communications Hub","106C","4331","00","AC","433100AC","125083AE","CHTS V1.0 ","GBCS Version 1.0 ","1E39751CAF2A59E823D65CA8128A8C8737DDF0A39844E908E2939DC0309BAD83"]
["Version 3.001 Issued on 15-04-2024","000041","Current","Pre-Payment Interface Device","1090","0007","01","00","00070100","01000000","SMETS V2.0 ","GBCS Version 1.0 ",""]
["Version 3.001 Issued on 15-04-2024","000042","Current","Gas Smart Meter","106C","10F1","01","FF","10F101FF","01000000","SMETS V2.0 ","GBCS Version 1.0 ","D8580DF05BA5D6B80327446065F4A487730229E0EBB7B17572F83A21890B3F39"]
["Version 3.001 Issued on 15-04-2024","000043","Current","Single Element Electricity Metering Equipment","106C","10E1","01","FF","10E101FF","01000000","SMETS V2.0 ","GBCS Version 1.0 ","02AC30A45ABA2E1C276DBC44E6838F603C9ECAC3ECF1535FA6C85043FC8FA14C"]
["Version 3.001 Issued on 15-04-2024","000044","Removed","Single Element Electricity Metering Equipment","118F","0000","00","00","00000000","00040104","SMETS V2.0 ","GBCS Version 1.0 ","BBADE1962A9EA401D81E857EA4F8E551C80FF3B717920F9539E47410D7E95CA4"]
["Version 3.001 Issued on 15-04-2024","000045","Current","Gas Smart Meter","106C","10F1","01","FF","10F101FF","01000100","SMETS V2.0 ","GBCS Version 1.0 ","1A7CEEB26E76E08FC792D855F289BC2A8BF5108B8395BDBD360ABDF878E9D999"]
["Version 3.001 Issued on 15-04-2024","000046","Current","Single Element Electricity Metering Equipment","106C","10E1","01","FF","10E101FF","01000100","SMETS V2.0 ","GBCS Version 1.0 ","B2409715F6D565D3BDE73CAE71D1539222131F3FD5BC890DD06D77255EC5F147"]
["Version 3.001 Issued on 15-04-2024","000047","Current","Single Element Electricity Metering Equipment","106C","10E1","01","FF","10E101FF","01001100","SMETS V2.0 ","GBCS Version 1.0 ","6C791B76806571D0EA631BFDD364366AEF25FAA6079B11D7E62C662F5F6E28F6"]
["Version 3.001 Issued on 15-04-2024","000048","Current","Pre-Payment Interface Device","10E0","0005","01","00","00050100","00070300","SMETS V2.0 ","GBCS Version 1.0 ",""]
["Version 3.001 Issued on 15-04-2024","000049","Current","Pre-Payment Interface Device","1090","0006","02","00","00060200","30910900","SMETS V2.0 ","GBCS Version 1.0 ",""]
["Version 3.001 Issued on 15-04-2024","000050","Current","Pre-Payment Interface Device","1128","0003","01","02","00030102","80070000","SMETS V2.0 ","GBCS Version 1.0 ",""]
["Version 3.001 Issued on 15-04-2024","000051","Current","Single Element Electricity Metering Equipment","106C","10E1","A1","00","10E1A100","01001400","SMETS V2.0 ","GBCS Version 1.0 ","8D363CA631F8068C1FAB89FBE5C8826AB149F67D156126F68415DB98A3FB12C9"]
["Version 3.001 Issued on 15-04-2024","000052","Current","Gas Smart Meter","106C","10F1","A1","00","10F1A100","01001400","SMETS V2.0 ","GBCS Version 1.0 ","56A4B4C03A4924FD70822EA6792C97C281B0BB850716876D50CFE6837E4100FA"]
["Version 3.001 Issued on 15-04-2024","000053","Current","Single Element Electricity Metering Equipment","106C","10E1","A1","00","10E1A100","01001200","SMETS V2.0 ","GBCS Version 1.0 ","65482AF6BBA484076C540E37C77B33994A836DA175B3A220613B9575AF48425C"]
["Version 3.001 Issued on 15-04-2024","000054","Current","Gas Smart Meter","106C","10F1","A1","00","10F1A100","01001200","SMETS V2.0 ","GBCS Version 1.0 ","F005B7427349E0A28F205FF2854791E001539E9B681452A56E7E3725ED0788FE"]
["Version 3.001 Issued on 15-04-2024","000055","Removed","Gas Smart Meter","1063","4772","01","01","47720101","03030240","SMETS V2.0 ","GBCS Version 1.0 ","15C6206D4DDFF0E76997AEB704B48B0BCC93592E978D7DE405EA6167A4794027"]
["Version 3.001 Issued on 15-04-2024","000056","Current","Communications Hub","1086","5431","1F","52","54311F52","0B180000","CHTS V1.0 ","GBCS Version 1.0 ","6293E9C09D56F9BCFE6F8C914E90A0701B4CA71E047A1BCAADFF85C68BCDDF12"]
["Version 3.001 Issued on 15-04-2024","000057","Current","Communications Hub","1086","5432","20","52","54322052","0B180000","CHTS V1.0 ","GBCS Version 1.0 ","6293E9C09D56F9BCFE6F8C914E90A0701B4CA71E047A1BCAADFF85C68BCDDF12"]
["Version 3.001 Issued on 15-04-2024","000058","Current","Communications Hub","1086","5434","21","52","54342152","0B180000","CHTS V1.0 ","GBCS Version 1.0 ","6293E9C09D56F9BCFE6F8C914E90A0701B4CA71E047A1BCAADFF85C68BCDDF12"]
["Version 3.001 Issued on 15-04-2024","000059","Current","Pre-Payment Interface Device","10E0","0005","01","00","00050100","00070400","SMETS V2.0 ","GBCS Version 1.0 ",""]
["Version 3.001 Issued on 15-04-2024","000060","Current","Single Element Electricity Metering Equipment","1028","D700","01","03","D7000103","0434041B","SMETS V2.0 ","GBCS Version 1.0 ","B0D5FFA27496C65B4DD4518C262F9C783BDBDA3C826066EC2302732ABE2CC7F6"]
["Version 3.001 Issued on 15-04-2024","000061","Current","Communications Hub","1072","5731","01","00","57310100","02100000","CHTS V1.0 ","GBCS Version 1.0 ","998371634F0CB19872F6B0C449A613BB9E37D48CD1E2A88E6BF2A859DC8960CB"]
["Version 3.001 Issued on 15-04-2024","000062","Removed","Gas Smart Meter","1063","4772","01","01","47720101","03030241","SMETS V2.0 ","GBCS Version 1.0 ","2EF400432668836803F8FA56AC4CFC75AA47FFD1382AFFB031580F6C7B106829"]
["Version 3.001 Issued on 15-04-2024","000063","Current","Single Element Electricity Metering Equipment","106C","10E1","A1","00","10E1A100","01002100","SMETS V2.0 ","GBCS Version 1.0 ","C0CF0C6BE373604572432B36C7A7096555246B84605343618387ABC4D873B80C"]
["Version 3.001 Issued on 15-04-2024","000064","Current","Gas Smart Meter","106C","10F1","A1","00","10F1A100","01002100","SMETS V2.0 ","GBCS Version 1.0 ","26AEEA0662883D01B8C68DC3702C1133C8EF6D1344C19EFA183AB0D15FC5618A"]
["Version 3.001 Issued on 15-04-2024","000065","Current","Pre-Payment Interface Device","1090","0007","01","00","00070100","01100000","SMETS V2.0 ","GBCS Version 1.0 ",""]
["Version 3.001 Issued on 15-04-2024","000066","Removed","Single Element Electricity Metering Equipment","118F","0000","00","00","00000000","00040400","SMETS V2.0 ","GBCS Version 1.0 ","E05FAD7758142A21566926CCD1D77F3CEC6E23EC81BB141B66C1C39F820CD276"]
["Version 3.001 Issued on 15-04-2024","000067","Current","Single Element Electricity Metering Equipment","106C","10E1","A1","00","10E1A100","01002200","SMETS V2.0 ","GBCS Version 1.0 ","DC5A6B5E804E44CE5AB620EEFF56C6809FBD6672C55C580C1C92156DB2E4AE43"]
["Version 3.001 Issued on 15-04-2024","000068","Removed","Gas Smart Meter","106C","10F1","A1","00","10F1A100","01002200","SMETS V2.0 ","GBCS Version 1.0 ","E328EBFE171B5F699F1262F2E7FEF0157F004351B2D1A4C7AB36D720ACE2685E"]
["Version 3.001 Issued on 15-04-2024","000069","Current","Pre-Payment Interface Device","10E0","0005","12","00","00051200","00070500","SMETS V2.0 ","GBCS Version 1.0 ",""]
["Version 3.001 Issued on 15-04-2024","000070","Removed","Single Element Electricity Metering Equipment","106C","10E1","00","A1","10E100A1","01002200","SMETS V2.0 ","GBCS Version 1.0 ","DC5A6B5E804E44CE5AB620EEFF56C6809FBD6672C55C580C1C92156DB2E4AE43"]
["Version 3.001 Issued on 15-04-2024","000071","Removed","Gas Smart Meter","106C","10F1","00","A1","10F100A1","01002200","SMETS V2.0 ","GBCS Version 1.0 ","E328EBFE171B5F699F1262F2E7FEF0157F004351B2D1A4C7AB36D720ACE2685E"]
["Version 3.001 Issued on 15-04-2024","000072","Removed","Single Element Electricity Metering Equipment","106C","10E1","00","A1","10E100A1","01003000","SMETS V2.0 ","GBCS Version 1.0 ","45DE49341D006F96AE591367C8350ACB4970A1617FB4F14C0D501D26CCE17F14"]
["Version 3.001 Issued on 15-04-2024","000073","Current","Single Element Electricity Metering Equipment","1057","0000","01","01","00000101","0121DD7C","SMETS V2.0 ","GBCS Version 1.0 ","05659B8CBD5EBBFD6EDC472C4BA0A8EB2EDD12698E748882C3650117AB1CDD47"]
["Version 3.001 Issued on 15-04-2024","000076","Current","Single Element Electricity Metering Equipment","106C","10E1","A1","00","10E1A100","01003000","SMETS V2.0 ","GBCS Version 1.0 ","45DE49341D006F96AE591367C8350ACB4970A1617FB4F14C0D501D26CCE17F14"]
["Version 3.001 Issued on 15-04-2024","000077","Removed","Single Element Electricity Metering Equipment","106C","10E1","A1","00","10E1A100","01003100","SMETS V2.0 ","GBCS Version 1.0 ","DF7D907DDB8BFE54E2DC0B63527DF62D2C55FB38D8FE78C2427EEF213F1A649F"]
["Version 3.001 Issued on 15-04-2024","000078","Removed","Gas Smart Meter","106C","10F1","A1","00","10F1A100","01003100","SMETS V2.0 ","GBCS Version 1.0 ","66FE04C0BEB97D7F7EFB1BD65DECA762C4050E2504A5FDC61B74D851369AD6C5"]
["Version 3.001 Issued on 15-04-2024","000079","Removed","Gas Smart Meter","1063","4772","01","01","47720101","03030244","SMETS V2.0 ","GBCS Version 1.0 ","6321A1551E5F32A882EED00B1F0E2CD8273471A2EE37D916C53FF5F5C9193C0E"]
["Version 3.001 Issued on 15-04-2024","000080","Removed","Single Element Electricity Metering Equipment","1063","0003","02","01","00030201","24030200","SMETS V2.0 ","GBCS Version 1.0 ","5AC4FF875C19472074448018E81CB6B1A8566EA44F5E2656C56011B01B6C7E08"]
["Version 3.001 Issued on 15-04-2024","000081","Removed","Single Element Electricity Metering Equipment","1063","0003","02","01","00030201","24030300","SMETS V2.0 ","GBCS Version 1.0 ","C800B21852940CD571A46E6785175F7535A2D6EE2B2D276A3E38715F45E7B26D"]
["Version 3.001 Issued on 15-04-2024","000082","Current","Gas Smart Meter","1057","0575","00","00","05750000","00020203","SMETS V2.0 ","GBCS Version 1.0 ","66479EB37880C9F848AF83A2B7EBE7A48BE060083C63ACFF9789ADD9D1067545"]
["Version 3.001 Issued on 15-04-2024","000083","Removed","Single Element Electricity Metering Equipment","1125","3132","05","01","31320501","01020096","SMETS V2.0 ","GBCS Version 1.0 ","22FB1C4C9A5F536A279DA481A7ECE11F398CCBBED486FA9AF387DFB09B2920D5"]
["Version 3.001 Issued on 15-04-2024","000084","Removed","Single Element Electricity Metering Equipment","106C","10E1","A1","00","10E1A100","01004200","SMETS V2.0 ","GBCS Version 1.0 ","EA9BEDBF864A3B0D3BF31A86FF43763034A7AB430523D1D6204915AD7C289789"]
["Version 3.001 Issued on 15-04-2024","000085","Current","Single Element Electricity Metering Equipment","1057","0000","01","01","00000101","0123E202","SMETS V2.0 ","GBCS Version 1.0 ","60F649D6EA49F4D1A7C8674DD7D579076A595A24D8E9DFE079053BE6351516B6"]
["Version 3.001 Issued on 15-04-2024","000086","Current","Pre-Payment Interface Device","10E0","0005","12","00","00051200","00080000","SMETS V2.0 ","GBCS Version 1.0 ",""]
["Version 3.001 Issued on 15-04-2024","000087","Current","Communications Hub","106C","4331","00","AC","433100AC","126094D0","CHTS V1.0 ","GBCS Version 1.0 ","C945C73548DDD77A4C5FF665FBD64F20FD82F7301A26CDA8293151FE8FFB4A30"]
["Version 3.001 Issued on 15-04-2024","000088","Current","Single Element Electricity Metering Equipment","1063","0003","02","01","00030201","24030500","SMETS V2.0 ","GBCS Version 1.0 ","B3357BD522E6C630666A006F0D0EBDD0FE6B9D1C5A74ACDA6F4472A58C03DD60"]
["Version 3.001 Issued on 15-04-2024","000089","Removed","Single Element Electricity Metering Equipment","106C","10E1","A1","00","10E1A100","01005000","SMETS V2.0 ","GBCS Version 1.0 ","5163EEC597245118FD61D1B7195DA7E99FCA34363B261A4E2D8D7B5606B34CE2"]
["Version 3.001 Issued on 15-04-2024","000090","Removed","Gas Smart Meter","106C","10F1","A1","00","10F1A100","01005000","SMETS V2.0 ","GBCS Version 1.0 ","C9EF0A5C21EDD339EB25D62D7CEEFDFE8059EB294287624919305F7C17CE4300"]
["Version 3.001 Issued on 15-04-2024","000091","Removed","Single Element Electricity Metering Equipment","106C","10E1","A1","00","10E1A100","01005200","SMETS V2.0 ","GBCS Version 1.0 ","EC66DE4D5E594BD4D27961E330B6E949B78B3EB3D0931606D3CA127197ABBFF9"]
["Version 3.001 Issued on 15-04-2024","000092","Current","Gas Smart Meter","106C","10F1","A1","00","10F1A100","01005200","SMETS V2.0 ","GBCS Version 1.0 ","C7D99F65F50BF3BB08B1910625811B8479380219E9C3822BB80D18623C9349DD"]
["Version 3.001 Issued on 15-04-2024","000093","Current","Communications Hub","1086","5431","1F","52","54311F52","0B190000","CHTS V1.0 ","GBCS Version 1.0 ","2446C7A9D282EF37D5D949E9AA62797AF61D4D32F953C9BB9F3CAC3C356A1292"]
["Version 3.001 Issued on 15-04-2024","000094","Current","Communications Hub","1086","5432","20","52","54322052","0B190000","CHTS V1.0 ","GBCS Version 1.0 ","2446C7A9D282EF37D5D949E9AA62797AF61D4D32F953C9BB9F3CAC3C356A1292"]
["Version 3.001 Issued on 15-04-2024","000095","Current","Communications Hub","1086","5434","21","52","54342152","0B190000","CHTS V1.0 ","GBCS Version 1.0 ","2446C7A9D282EF37D5D949E9AA62797AF61D4D32F953C9BB9F3CAC3C356A1292"]
["Version 3.001 Issued on 15-04-2024","000096","Current","Gas Smart Meter","1015","09B3","37","00","09B33700","09030A07","SMETS V2.0 ","GBCS Version 1.0 ","DD63A0A62CD3BCF46AE47EE9323CF2B353F79721219DB3008BAF59916A7EFD01"]
["Version 3.001 Issued on 15-04-2024","000097","Removed","Single Element Electricity Metering Equipment","118F","0000","00","00","00000000","000407FF","SMETS V2.0 ","GBCS Version 1.1  ","D3ABFD6240EF0BCE403C8B06582E59A8566725F3B0677BCDDC88A8EBFBA2A5BF"]
["Version 3.001 Issued on 15-04-2024","000098","Removed","Single Element Electricity Metering Equipment","118F","0000","00","00","00000000","00040800","SMETS V2.0 ","GBCS Version 1.1  ","5DB1ABF29CBA153223F3F20303A424145C8FF744D248D30F29AC447442775DD1"]
["Version 3.001 Issued on 15-04-2024","000099","Removed","Single Element Electricity Metering Equipment","106C","10E1","A1","00","10E1A100","01057200","SMETS V2.0 ","GBCS Version 1.1 ","CF0C0DD973CC37D25DD4DB688898DD09BF15EA2CE71DA3198E5A2546E360FF55"]
["Version 3.001 Issued on 15-04-2024","000100","Removed","Gas Smart Meter","106C","10F1","A1","00","10F1A100","01027200","SMETS V2.0 ","GBCS Version 1.1","3E7F3DBB5F527CAC69F2D045A428681587E1E91F363DD6A23AABE7C841D7C8CD"]
["Version 3.001 Issued on 15-04-2024","000101","Current","Communications Hub","1086","5431","1F","52","54311F52","0B1B0000","CHTS V1.0 ","GBCS Version 1.1  ","61A6840556A8558401635E7888ADBDE1C2106616971A00F77376DE68A9FB35BF"]
["Version 3.001 Issued on 15-04-2024","000102","Current","Communications Hub","1086","5432","20","52","54322052","0B1B0000","CHTS V1.0 ","GBCS Version 1.1  ","61A6840556A8558401635E7888ADBDE1C2106616971A00F77376DE68A9FB35BF"]
["Version 3.001 Issued on 15-04-2024","000103","Current","Communications Hub","1086","5434","21","52","54342152","0B1B0000","CHTS V1.0 ","GBCS Version 1.1  ","61A6840556A8558401635E7888ADBDE1C2106616971A00F77376DE68A9FB35BF"]
["Version 3.001 Issued on 15-04-2024","000104","Current","Communications Hub","106C","4331","00","AC","433100AC","1260A11E","CHTS V1.0","GBCS Version 1.1 ","1FA0E033D36E707AF2FD32B5E28FBB17ADC0695BFF320B38F1282E54A815261C"]
["Version 3.001 Issued on 15-04-2024","000105","Current","Single Element Electricity Metering Equipment","1063","0003","02","01","00030201","24030600","SMETS V2.0 ","GBCS Version 1.1 ","693DD440590F4AE39835243EDD0BC3D1F091BB00E8BBB832B6F8CD76CFA6FF89"]
["Version 3.001 Issued on 15-04-2024","000106","Current","Single Element Electricity Metering Equipment","1063","0005","02","02","00050202","38010100","SMETS V2.0 ","GBCS Version 1.1 ","58DB7E3503AE9CEB1B21FB763845B5E18F7E94972BDE33E18E1B487C8DD03E42"]
["Version 3.001 Issued on 15-04-2024","000107","Removed","Single Element Electricity Metering Equipment","106C","10E1","A1","00","10E1A100","01005300","SMETS V2.0 ","GBCS Version 1.1 ","900C6E92EF5180AF7180A06EE59F7589C32FF83C9518D05F0FB7ADC24F523DDB"]
["Version 3.001 Issued on 15-04-2024","000108","Removed","Gas Smart Meter","1063","4772","01","01","47720101","03030245","SMETS V2.0 ","GBCS Version 1.1 ","8FFFAEAB6C04F5F11177CD7B1DB000033331C0EAC2C3C5C0BDC0EB575CF345B8"]
["Version 3.001 Issued on 15-04-2024","000109","Current","Pre-Payment Interface Device","1090","0007","01","00","00070100","01140000","SMETS V2.0 ","GBCS Version 1.1 ",""]
["Version 3.001 Issued on 15-04-2024","000110","Current","Gas Smart Meter","1057","0575","01","01","05750101","00020205","SMETS V2.0 ","GBCS Version 1.1  ","D22C64E371D09EC9BDD345C16C2E007DECB36FB1D0BDFCAB4416DF6A540FAC86"]
["Version 3.001 Issued on 15-04-2024","000111","Removed","Single Element Electricity Metering Equipment","106C","10E1","A1","00","10E1A100","01058100","SMETS V2.0 ","GBCS Version 1.1 ","4366D6CCA0C3B57ACD489F9035B368283531040FCA433D78C3608B94360BAE1C"]
["Version 3.001 Issued on 15-04-2024","000112","Removed","Gas Smart Meter","106C","10F1","A1","00","10F1A100","01028100","SMETS V2.0 ","GBCS Version 1.1","890150E9262E0D449C3C7F7D47B95BE1CB4F5F51454160B6CC6EE4280C8D5937"]
["Version 3.001 Issued on 15-04-2024","000113","Current","Single Element Electricity Metering Equipment","1063","0005","02","02","00050202","38030600","SMETS V2.0 ","GBCS Version 1.1 ","6E0F94A27362EBC9BCA98DC681CD035EC1C291B5AB423D3369FBC329487B46DE"]
["Version 3.001 Issued on 15-04-2024","000114","Current","Pre-Payment Interface Device","10E0","0005","12","00","00051200","00080100","SMETS V2.0 ","GBCS Version 1.1 ",""]
["Version 3.001 Issued on 15-04-2024","000115","Current","Single Element Electricity Metering Equipment","1063","0003","02","01","00030201","24030700","SMETS V2.0 ","GBCS Version 1.1 ","D2B9B4E53CD86FA31003708F329744E8D6007414F77195337D9F6E0868C1AD71"]
["Version 3.001 Issued on 15-04-2024","000116","Current","Gas Smart Meter","1015","09B3","37","00","09B33700","09030A07","SMETS V2.0 ","GBCS Version 1.1","DD63A0A62CD3BCF46AE47EE9323CF2B353F79721219DB3008BAF59916A7EFD01"]
["Version 3.001 Issued on 15-04-2024","000117","Current","Single Element Electricity Metering Equipment","106C","10E1","A1","00","10E1A100","01058200","SMETS V2.0 ","GBCS Version 1.1 ","6B8A6A42A25DEC60D7B657112A87BDCA267B57956B8A486AC9BBE775649C0F08"]
["Version 3.001 Issued on 15-04-2024","000118","Current","Pre-Payment Interface Device","1090","0007","01","00","00070100","01150000","SMETS V2.0 ","GBCS Version 1.1 ",""]
["Version 3.001 Issued on 15-04-2024","000119","Removed","Single Element Electricity Metering Equipment","106C","10E1","A1","00","10E1A100","01059000","SMETS V2.0 ","GBCS Version 1.1 ","646713DCD57C7DB28414A63E2260ECBC2788D88D11FE7F1DC2BD59B7A0B0230A"]
["Version 3.001 Issued on 15-04-2024","000120","Current","Pre-Payment Interface Device","1128","0003","01","02","00030102","80230000","SMETS V2.0 ","GBCS Version 1.1 ",""]
["Version 3.001 Issued on 15-04-2024","000121","Removed","Single Element Electricity Metering Equipment","118F","0000","00","00","00000000","000409FF","SMETS V2.0 ","GBCS Version 1.1  ","E3265C86E7F6FC692B9BCB0D1E6AE726A2470C0510C0F002AD4130990483E5DC"]
["Version 3.001 Issued on 15-04-2024","000122","Removed","Single Element Electricity Metering Equipment","118F","0000","00","00","00000000","00041000","SMETS V2.0 ","GBCS Version 1.1  ","033963005CD8C27CF52178F0AA2B8EFA616CB41F5BC5056151FA1C9E184A9BBF"]
["Version 3.001 Issued on 15-04-2024","000123","Current","Single Element Electricity Metering Equipment","1063","0005","02","02","00050202","38030700","SMETS V2.0 ","GBCS Version 1.1 ","A853869E80F57000058F2979B0F6B6A5AED97D95493967BB353ACCE42558DE33"]
["Version 3.001 Issued on 15-04-2024","000124","Removed","Single Element Electricity Metering Equipment","118F","0000","00","00","00000000","00041001","SMETS V2.0 ","GBCS Version 1.1  ","BD4867A8FA6603C0D7DCB6FAE5C1C2A4E8AE75B9D96D13F3C2B340E3E2849320"]
["Version 3.001 Issued on 15-04-2024","000125","Removed","Single Element Electricity Metering Equipment","118F","0000","00","00","00000000","00041002","SMETS V2.0 ","GBCS Version 1.1  ","BBD763FB1619A30BA3C038697CA7A5F59F3ABD8F2B85EC4CCEB9E1627F4B92C4"]
["Version 3.001 Issued on 15-04-2024","000126","Removed","Single Element Electricity Metering Equipment","106C","10E1","A1","00","10E1A100","01059100","SMETS V2.0 ","GBCS Version 1.1 ","8D689561B56D65AB6F4B2CE6F0FFB711A02BDC8561ECE181E4CBCDA49438961D"]
["Version 3.001 Issued on 15-04-2024","000127","Current","Single Element Electricity Metering Equipment","1057","0000","01","01","00000101","0130EC17","SMETS V2.0 ","GBCS Version 1.1","E86E4C78F2CD5FC41C61BDAB3549D5C2D721B3E6C976EBD8B0AEC3A0330557A7"]
["Version 3.001 Issued on 15-04-2024","000128","Current","Communications Hub","106C","4331","00","AC","433100AC","125083AE","CHTS V1.0 ","GBCS Version 1.1","1E39751CAF2A59E823D65CA8128A8C8737DDF0A39844E908E2939DC0309BAD83"]
["Version 3.001 Issued on 15-04-2024","000129","Current","Communications Hub","106C","4331","00","AC","433100AC","126094D0","CHTS V1.0 ","GBCS Version 1.1 ","C945C73548DDD77A4C5FF665FBD64F20FD82F7301A26CDA8293151FE8FFB4A30"]
["Version 3.001 Issued on 15-04-2024","000130","Removed","Gas Smart Meter","1063","4772","01","01","47720101","03030244","SMETS V2.0 ","GBCS Version 1.1 ","6321A1551E5F32A882EED00B1F0E2CD8273471A2EE37D916C53FF5F5C9193C0E"]
["Version 3.001 Issued on 15-04-2024","000131","Current","Pre-Payment Interface Device","10E0","0005","12","00","00051200","00080201","SMETS V2.0 ","GBCS Version 1.1 ",""]
["Version 3.001 Issued on 15-04-2024","000132","Current","Communications Hub","106C","4331","00","AD","433100AD","1260A11E","CHTS V1.0","GBCS Version 1.1 ","1FA0E033D36E707AF2FD32B5E28FBB17ADC0695BFF320B38F1282E54A815261C"]
["Version 3.001 Issued on 15-04-2024","000133","Current","Pre-Payment Interface Device","1128","0003","01","02","00030102","802B0000","SMETS V2.0 ","GBCS Version 1.1 ",""]
["Version 3.001 Issued on 15-04-2024","000134","Current","Pre-Payment Interface Device","1090","0007","01","00","00070100","01160000","SMETS V2.0 ","GBCS Version 1.1 ",""]
["Version 3.001 Issued on 15-04-2024","000135","Current","Pre-Payment Interface Device","1090","0006","02","00","00060200","31010900","SMETS V2.0 ","GBCS Version 1.1 ",""]
["Version 3.001 Issued on 15-04-2024","000136","Current","Communications Hub","1072","5731","01","00","57310100","02130003","CHTS V1.0 ","GBCS Version 1.1 ","E6C2C011E4351C85E607F1B5288F43A926E60F27B27447C8407E99CDDF32D268"]
["Version 3.001 Issued on 15-04-2024","000137","Current","Single Element Electricity Metering Equipment","1063","0003","02","01","00030201","24030500","SMETS V2.0 ","GBCS Version 1.1 ","B3357BD522E6C630666A006F0D0EBDD0FE6B9D1C5A74ACDA6F4472A58C03DD60"]
["Version 3.001 Issued on 15-04-2024","000138","Current","Pre-Payment Interface Device","1128","0003","01","02","00030102","802F0000","SMETS V2.0 ","GBCS Version 1.1 ",""]
["Version 3.001 Issued on 15-04-2024","000139","Removed","Single Element Electricity Metering Equipment","1125","3132","40","34","31324034","11097714","SMETS V2.0","GBCS Version 1.1","972432A5CBE9EF817BC099C4DF61E1E54B553D6B90A0BB227FD4ADBC03FD5C75"]
["Version 3.001 Issued on 15-04-2024","000140","Removed","Single Element Electricity Metering Equipment","118F","0000","00","00","00000000","00040A01","SMETS V2.0 ","GBCS Version 1.1  ","BD4867A8FA6603C0D7DCB6FAE5C1C2A4E8AE75B9D96D13F3C2B340E3E2849320"]
["Version 3.001 Issued on 15-04-2024","000141","Removed","Single Element Electricity Metering Equipment","118F","0000","00","00","00000000","00040A02","SMETS V2.0 ","GBCS Version 1.1  ","BBD763FB1619A30BA3C038697CA7A5F59F3ABD8F2B85EC4CCEB9E1627F4B92C4"]
["Version 3.001 Issued on 15-04-2024","000142","Removed","Gas Smart Meter","1063","4772","01","01","47720101","03030247","SMETS V2.0 ","GBCS Version 1.1 ","DC46830F064EA13AB5966AAF37DFA1993111BEACF1F1F33084306F3BB6170593"]
["Version 3.001 Issued on 15-04-2024","000143","Current","Communications Hub","1086","5431","1F","52","54311F52","0B1E0000","CHTS V1.0 ","GBCS Version 1.1  ","B75E7F91B65F1BE34C62E8BBF8B5B23482C7627373B101E5738F5F2556FF1E22"]
["Version 3.001 Issued on 15-04-2024","000144","Current","Communications Hub","1086","5432","20","52","54322052","0B1E0000","CHTS V1.0 ","GBCS Version 1.1 ","B75E7F91B65F1BE34C62E8BBF8B5B23482C7627373B101E5738F5F2556FF1E22"]
["Version 3.001 Issued on 15-04-2024","000145","Current","Communications Hub","1086","5434","21","52","54342152","0B1E0000","CHTS V1.0 ","GBCS Version 1.1 ","B75E7F91B65F1BE34C62E8BBF8B5B23482C7627373B101E5738F5F2556FF1E22"]
["Version 3.001 Issued on 15-04-2024","000146","Removed","Single Element Electricity Metering Equipment","106C","10E1","A1","00","10E1A100","0105A000","SMETS V2.0 ","GBCS Version 1.1 ","22C2BE2F56E58ADF0EAA1F3D8B1E4D500EC04DD613775B4524B2B37841F9067B"]
["Version 3.001 Issued on 15-04-2024","000147","Current","Communications Hub","1072","5732","01","01","57320101","01070002","CHTS V1.1","GBCS Version 2.0","FBBB3ED5B6E3572A987BEE62D091DB66686843F5F41E1928E82DDA72DD06B67B"]
["Version 3.001 Issued on 15-04-2024","000148","Removed","Single Element Electricity Metering Equipment","118F","0000","00","00","00000000","00050203","SMETS V2.0 ","GBCS Version 1.1  ","53EDA321634B07FAB55743101AFAAAC7B596657C015FAEAB995BBE7EB77EA9BF"]
["Version 3.001 Issued on 15-04-2024","000149","Removed","Single Element Electricity Metering Equipment","118F","0000","00","00","00000000","00050204","SMETS V2.0 ","GBCS Version 1.1  ","0481FAF24793F8E6C22F2AC81E1C2094FCDE97B5C4DE6532DF807BA5D6460533"]
["Version 3.001 Issued on 15-04-2024","000150","Current","Pre-Payment Interface Device","1090","0007","01","00","00070100","01170000","SMETS V2.0","GBCS Version 1.1",""]
["Version 3.001 Issued on 15-04-2024","000151","Current","Pre-Payment Interface Device","1128","0003","01","02","00030102","80330000","SMETS V2.0 ","GBCS Version 1.1 ",""]
["Version 3.001 Issued on 15-04-2024","000152","Current","Single Element Electricity Metering Equipment","1063","0003","02","01","00030201","24030800","SMETS V2.0","GBCS Version 1.1","0C147EA5FA5BAE95CA1F7187CD5D727FC7D0A8AA5910E8446F9A03C495C74E82"]
["Version 3.001 Issued on 15-04-2024","000153","Removed","Single Element Electricity Metering Equipment","118F","0000","01","00","00000100","00050204","SMETS V2.0 ","GBCS Version 1.1  ","106A57F5445E8B6DBF18CD767FA214E3F53C98DD53B1B9E0E96A8B0A97B849C2"]
["Version 3.001 Issued on 15-04-2024","000154","Removed","Gas Smart Meter","106C","10F2","A1","00","10F2A100","01089700","SMETS V2.0","GBCS Version 1.1","4D78A08DD5148ABF7987B13018F2DF459A3B08C027A58F66C3570595939336C0"]
["Version 3.001 Issued on 15-04-2024","000155","Current","Gas Smart Meter","1015","09B3","37","00","09B33700","10030A08","SMETS V2.0 ","GBCS Version 1.1","70CBB231E5054038EF8D196FE5DDC2DAE4260FC9BA3AAE7146B05FF54453855B"]
["Version 3.001 Issued on 15-04-2024","000156","Current","Pre-Payment Interface Device","10E0","0008","08","00","00080800","00010501","SMETS V3.1","GBCS Version 2.1",""]
["Version 3.001 Issued on 15-04-2024","000157","Removed","Gas Smart Meter","1063","4772","01","01","47720101","03034247","SMETS V2.0","GBCS Version 1.1","5C82F36E97C75A1FD6301F7CAC2FE1622F38B89A016B8B6649CB729E04BE568A"]
["Version 3.001 Issued on 15-04-2024","000158","Removed","Gas Smart Meter","106C","10F2","A1","00","10F2A100","01089800","SMETS V2.0","GBCS Version 1.1","C48956C775188B41D181DCA62ECEBCFF96689A39A00FB5D2DBE1454045571E19"]
["Version 3.001 Issued on 15-04-2024","000159","Removed","Single Element Electricity Metering Equipment","118F","0000","00","00","00000000","00050325","SMETS V2.0 ","GBCS Version 1.1  ","2D7873EDCDECBB449ABCE71C5AF69F550BEC22FFDCFFCD4EC2526BFDA8D340B6"]
["Version 3.001 Issued on 15-04-2024","000160","Current","Single Element Electricity Metering Equipment","118F","0000","00","00","00000000","00050400","SMETS V2.0 ","GBCS Version 1.1  ","95FFD8FFCC8580432B32C37CF8FFF29593DD4FE0E710E63E756925A46CDC1D18"]
["Version 3.001 Issued on 15-04-2024","000161","Current","Single Element Electricity Metering Equipment","118F","0000","01","00","00000100","00050400","SMETS V2.0 ","GBCS Version 1.1  ","03EB303C160C5534D6B3FCFE48F19395BFD698DC5ECCD15C8B0EE902E3752B7E"]
["Version 3.001 Issued on 15-04-2024","000162","Current","Pre-Payment Interface Device","1090","0007","01","00","00070100","04020000","SMETS V2.0","GBCS Version 2.1",""]
["Version 3.001 Issued on 15-04-2024","000163","Current","Single Element Electricity Metering Equipment","1063","0005","02","02","00050202","38030702","SMETS V2.0","GBCS Version 1.1","4254183BED07D9D8EFBA8089EB6ACD3F55245DCD00430F0A9B194942B7CA492F"]
["Version 3.001 Issued on 15-04-2024","000164","Current","Single Element Electricity Metering Equipment","118F","0000","01","00","00000100","00060200","SMETS V2.0 ","GBCS Version 1.1  ","1B31576C953950B2359C3ABBAF271ACF466C9B3D99F0643823000930C09943EE"]
["Version 3.001 Issued on 15-04-2024","000165","Current","Single Element Electricity Metering Equipment","118F","0000","00","00","00000000","000503FF","SMETS V2.0 ","GBCS Version 1.1  ","2D7873EDCDECBB449ABCE71C5AF69F550BEC22FFDCFFCD4EC2526BFDA8D340B6"]
["Version 3.001 Issued on 15-04-2024","000166","Current","Gas Smart Meter","1192","1111","11","11","11111111","019200B5","SMETS V2.0","GBCS Version 1.1","88B0AFE11C8F04B979B9F71B7B16D040F6E78C8EB4B08306BB9762081AF03760"]
["Version 3.001 Issued on 15-04-2024","000167","Current","Gas Smart Meter","1192","1111","12","11","11111211","019200B5","SMETS V2.0","GBCS Version 1.1","88B0AFE11C8F04B979B9F71B7B16D040F6E78C8EB4B08306BB9762081AF03760"]
["Version 3.001 Issued on 15-04-2024","000168","Removed","Single Element Electricity Metering Equipment","106C","10E1","A1","00","10E1A100","0105A400","SMETS V2.0 ","GBCS Version 1.1 ","D6292C19204D4A7CFB7A4818131F88AC5EEA11010F132FEE8024A564BA037EEB"]
["Version 3.001 Issued on 15-04-2024","000169","Current","Gas Smart Meter","1057","0575","01","01","05750101","00020209","SMETS V2.0 ","GBCS Version 1.1  ","40B97FEC5E1E2846CF24EFC2A0C9E2CB5634F866693BAB9FEE894C52EC75369E"]
["Version 3.001 Issued on 15-04-2024","000170","Current","Communications Hub","1086","5531","04","00","55310400","0C150000","CHTS V1.1","GBCS Version 2.0","B0D3B2E101A00075774C6CFFC9440DAE1B07C1791ED5B532F643F020F5B23112"]
["Version 3.001 Issued on 15-04-2024","000171","Current","Communications Hub","1086","5532","04","00","55320400","0C150000","CHTS V1.1","GBCS Version 2.0","B0D3B2E101A00075774C6CFFC9440DAE1B07C1791ED5B532F643F020F5B23112"]
["Version 3.001 Issued on 15-04-2024","000172","Current","Communications Hub","1086","5534","04","00","55340400","0C150000","CHTS V1.1","GBCS Version 2.0","B0D3B2E101A00075774C6CFFC9440DAE1B07C1791ED5B532F643F020F5B23112"]
["Version 3.001 Issued on 15-04-2024","000173","Current","Pre-Payment Interface Device","10E0","0008","08","00","00080800","00010600","SMETS V3.1","GBCS Version 2.1",""]
["Version 3.001 Issued on 15-04-2024","000174","Current","Pre-Payment Interface Device","1128","0003","01","02","00030102","803B0000","SMETS V2.0 ","GBCS Version 1.1 ",""]
["Version 3.001 Issued on 15-04-2024","000175","Current","Gas Smart Meter","106C","10F2","A1","00","10F2A100","0108A500","SMETS V2.0","GBCS Version 1.1","135A6B3C700F10BF81F01365CB8F59FFB52D522193AF9F711A3D5F45DE8DF268"]
["Version 3.001 Issued on 15-04-2024","000176","Current","Single Element Electricity Metering Equipment","106C","10E1","A1","00","10E1A100","0105A500","SMETS V2.0 ","GBCS Version 1.1 ","AC0992FDEEBC08A0E086F268F71066C4F5D530C6D69A2EB704884888A893BB0D"]
["Version 3.001 Issued on 15-04-2024","000177","Current","Gas Smart Meter","1057","0575","01","01","05750101","0002020B","SMETS V2.0","GBCS Version 1.1","12C083E3C7A0BDB11B9573D9F312486C672FE76F0BA6787F84BCF01B744BD850"]
["Version 3.001 Issued on 15-04-2024","000178","Current","Pre-Payment Interface Device","10E0","0008","08","00","00080800","00020200","SMETS V3.1","GBCS Version 2.1",""]
["Version 3.001 Issued on 15-04-2024","000179","Current","Pre-Payment Interface Device","10E0","0008","08","00","00080800","00020101","SMETS V3.1","GBCS Version 2.1",""]
["Version 3.001 Issued on 15-04-2024","000180","Current","Pre-Payment Interface Device","1090","0008","01","00","00080100","05020000","SMETS V3.1","GBCS Version 2.1",""]
["Version 3.001 Issued on 15-04-2024","000181","Current","Pre-Payment Interface Device","1090","0009","01","00","00090100","05020000","SMETS V3.1","GBCS Version 2.1",""]
["Version 3.001 Issued on 15-04-2024","000182","Removed","Single Element Electricity Metering Equipment","1125","3132","40","34","31324034","12098614","SMETS V2.0","GBCS Version 1.1","F5756F91EB5013EF64199BF95BA0D5DE6E605E8E45B142A98FF406EED64DC233"]
["Version 3.001 Issued on 15-04-2024","000183","Removed","Gas Smart Meter","106C","10F2","A1","00","10F2A100","0108A600","SMETS V2.0","GBCS Version 1.1","FE8859E95833489189D61AF9BACC5B6A30177C81113B9288E437D7666A0A6E82"]
["Version 3.001 Issued on 15-04-2024","000184","Removed","Single Element Electricity Metering Equipment","106C","10E1","A1","00","10E1A100","0105A600","SMETS V2.0 ","GBCS Version 1.1 ","4FADF7B3B5B40F58E563C822142C8F0613A3E78BBABE7CA2BD2AF74220335781"]
["Version 3.001 Issued on 15-04-2024","000185","Removed","Single Element Electricity Metering Equipment","1125","3132","41","30","31324130","12098614","SMETS V2.0","GBCS Version 1.1","F5756F91EB5013EF64199BF95BA0D5DE6E605E8E45B142A98FF406EED64DC233"]
["Version 3.001 Issued on 15-04-2024","000186","Current","Pre-Payment Interface Device","10E0","0008","08","00","00080800","00020301","SMETS V3.1","GBCS Version 2.1",""]
["Version 3.001 Issued on 15-04-2024","000187","Current","Pre-Payment Interface Device","10E0","0009","06","00","00090600","00000501","SMETS V3.1","GBCS Version 2.1",""]
["Version 3.001 Issued on 15-04-2024","000188","Current","Single Element Electricity Metering Equipment","1057","0000","01","01","00000101","0133EE75","SMETS V2.0","GBCS Version 1.1","0C634F972051D1E323207F657B9CD3ECBCB74422D66029F946D08A380B4A87FC"]
["Version 3.001 Issued on 15-04-2024","000189","Current","Single Element Electricity Metering Equipment","1028","D700","01","03","D7000103","045C042C","SMETS V2.0","GBCS Version 1.1","B290C67C752FD44B34F40C6D8FC64B9D5021C57E1CC72916D0BB96D86D8B9383"]
["Version 3.001 Issued on 15-04-2024","000190","Current","Communications Hub","1086","5431","1F","52","54311F52","0B1F0000","CHTS V1.0","GBCS Version 1.1","4229DCAFC87F10F37B05925E1F0FBFA73BA3DFF8242A60D19E0BEB4F57451ACF"]
["Version 3.001 Issued on 15-04-2024","000191","Current","Communications Hub","1086","5432","20","52","54322052","0B1F0000","CHTS V1.0","GBCS Version 1.1","4229DCAFC87F10F37B05925E1F0FBFA73BA3DFF8242A60D19E0BEB4F57451ACF"]
["Version 3.001 Issued on 15-04-2024","000192","Current","Communications Hub","1086","5434","21","52","54342152","0B1F0000","CHTS V1.0","GBCS Version 1.1","4229DCAFC87F10F37B05925E1F0FBFA73BA3DFF8242A60D19E0BEB4F57451ACF"]
["Version 3.001 Issued on 15-04-2024","000193","Current","Pre-Payment Interface Device","10E0","0009","06","00","00090600","00010001","SMETS V3.1","GBCS Version 2.1",""]
["Version 3.001 Issued on 15-04-2024","000194","Current","Single Element Electricity Metering Equipment","1028","D700","01","03","D7000103","045D043B","SMETS V2.0","GBCS Version 1.1","5B92B54BD7F190F1EC9FC6934146B6852468A744321F8DAB74D2C3A98F957CB0"]
["Version 3.001 Issued on 15-04-2024","000195","Current","Single Element Electricity Metering Equipment","118F","0000","01","00","00000100","00060202","SMETS V2.0","GBCS Version 1.1","1582988851DE45160123616D4AE39B75CFAECD2E99D5BF296747089FFB6F3B91"]
["Version 3.001 Issued on 15-04-2024","000196","Current","Communications Hub","1072","5731","01","00","57310100","02140003","CHTS V1.0","GBCS Version 1.1","DB2BF5BE4F282810301EBDBFE21B3A70A17AE7224B18CA9776EEE595F58318AE"]
["Version 3.001 Issued on 15-04-2024","000197","Current","Single Element Electricity Metering Equipment","1125","3132","41","30","31324130","12099416","SMETS V2.0","GBCS Version 1.1","D95187D0364B252641DFF95A8D0779A567F7E0FFE9380E08337277FDE9239958"]
["Version 3.001 Issued on 15-04-2024","000198","Current","Single Element Electricity Metering Equipment","1063","0003","02","01","00030201","24031000","SMETS V2.0","GBCS Version 1.1","0EF0E750723E20B50725C2922014F13EA09E76D7D03C7F081F37FCF00246BBA9"]
["Version 3.001 Issued on 15-04-2024","000199","Current","Single Element Electricity Metering Equipment","1063","0005","02","02","00050202","38031000","SMETS V2.0","GBCS Version 1.1","C37D9983540BB589CC3951B700B95E5E5FC4075D127324222DA7DF7B8E7C2D42"]
["Version 3.001 Issued on 15-04-2024","000200","Current","Communications Hub","1072","5731","01","01","57310101","02130003","CHTS V1.0","GBCS Version 1.1","E6C2C011E4351C85E607F1B5288F43A926E60F27B27447C8407E99CDDF32D268"]
["Version 3.001 Issued on 15-04-2024","000201","Current","Single Element Electricity Metering Equipment","118F","0000","01","00","00000100","00060400","SMETS V3.1","GBCS Version 2.1","6717EDB2891CCFCBA493A190506E221EC7D4043DAF37D4BB68F5A6EFDA929E52"]
["Version 3.001 Issued on 15-04-2024","000202","Current","Pre-Payment Interface Device","1090","0007","01","00","00070100","04040000","SMETS V3.1","GBCS Version 2.1",""]
["Version 3.001 Issued on 15-04-2024","000203","Current","Pre-Payment Interface Device","1090","0009","01","00","00090100","05030000","SMETS V3.1","GBCS Version 2.1",""]
["Version 3.001 Issued on 15-04-2024","000204","Current","Pre-Payment Interface Device","10E0","000B","01","00","000B0100","00010000","SMETS V3.1","GBCS Version 2.1",""]
["Version 3.001 Issued on 15-04-2024","000205","Current","Gas Smart Meter","1063","4772","01","01","47720101","03033249","SMETS V2.0","GBCS Version 1.1","04A927E4D2A6CB0CEE9F098B38D24D25097984D70270F3F26F7E015B9828F2B7"]
["Version 3.001 Issued on 15-04-2024","000206","Current","Pre-Payment Interface Device","10E0","0009","06","00","00090600","00010100","SMETS V3.1","GBCS Version 2.1",""]
["Version 3.001 Issued on 15-04-2024","000207","Removed","Single Element Electricity Metering Equipment","106C","10E1","A1","00","10E1A100","0105A800","SMETS V2.0","GBCS Version 1.1","84DC8B9EE3FB749DE9E6102B7765BAED9D35BC8318A04376B3FCD6D64FDD6486"]
["Version 3.001 Issued on 15-04-2024","000208","Current","Pre-Payment Interface Device","1090","0007","01","00","00070100","04030000","SMETS V3.1","GBCS Version 2.1",""]
["Version 3.001 Issued on 15-04-2024","000209","Current","Single Element Electricity Metering Equipment","118F","0000","01","00","00000100","00060408","SMETS V3.1","GBCS Version 2.1","F935FA4568649C95DCCAAACA034198595B923EA60C0B187831A882204575992D"]
["Version 3.001 Issued on 15-04-2024","000210","Removed","Single Element Electricity Metering Equipment","106C","10E2","A1","00","10E2A100","0105A800","SMETS V2.0","GBCS Version 1.1","84DC8B9EE3FB749DE9E6102B7765BAED9D35BC8318A04376B3FCD6D64FDD6486"]
["Version 3.001 Issued on 15-04-2024","000211","Current","Pre-Payment Interface Device","1090","0006","02","00","00060200","31110900","SMETS V3.1","GBCS Version 2.1",""]
["Version 3.001 Issued on 15-04-2024","000212","Current","Single Element Electricity Metering Equipment","1063","0003","02","02","00030202","24031000","SMETS V2.0","GBCS Version 1.1","0EF0E750723E20B50725C2922014F13EA09E76D7D03C7F081F37FCF00246BBA9"]
["Version 3.001 Issued on 15-04-2024","000213","Current","Single Element Electricity Metering Equipment","1063","0003","02","02","00030202","24031002","SMETS V2.0","GBCS Version 1.1","BFB93741F23A05C6632D16211E1B61A9417B21AD5FA1B019E5415D6CBC6AA1C3"]
["Version 3.001 Issued on 15-04-2024","000214","Current","Single Element Electricity Metering Equipment","118F","0000","01","07","00000107","00060408","SMETS V3.1","GBCS Version 2.1","F935FA4568649C95DCCAAACA034198595B923EA60C0B187831A882204575992D"]
["Version 3.001 Issued on 15-04-2024","000215","Current","Gas Smart Meter","1063","4772","01","01","47720101","03034249","SMETS V2.0","GBCS Version 1.1","85C7A02ACA8119CD880AA85ECA48F1598DD0380A17B0463B401675533DCC7AFF"]
["Version 3.001 Issued on 15-04-2024","000216","Removed","Single Element Electricity Metering Equipment","106C","10E1","A1","00","10E1A100","0105A900","SMETS V2.0","GBCS Version 1.1","387DBAC2552AF5AFC05425EBB7C9687823E517043945558909AE61E5186F2292"]
["Version 3.001 Issued on 15-04-2024","000217","Removed","Gas Smart Meter","106C","10F2","A1","00","10F2A100","0108A900","SMETS V2.0","GBCS Version 1.1","8C3A36C21326FD2EC18DF9B65A2DB39A2DC8D07014B00F0ADE81BEEDDE1DCE95"]
["Version 3.001 Issued on 15-04-2024","000218","Removed","Single Element Electricity Metering Equipment","106C","10E2","A1","00","10E2A100","0105A900","SMETS V2.0","GBCS Version 1.1","387DBAC2552AF5AFC05425EBB7C9687823E517043945558909AE61E5186F2292"]
["Version 3.001 Issued on 15-04-2024","000219","Current","Single Element Electricity Metering Equipment","1125","3132","41","31","31324131","12099416","SMETS V2.0","GBCS Version 1.1","D95187D0364B252641DFF95A8D0779A567F7E0FFE9380E08337277FDE9239958"]
["Version 3.001 Issued on 15-04-2024","000220","Current","Gas Smart Meter","1028","2000","00","00","20000000","029210D6","SMETS V1.2","GBCS Version 0.0",""]
["Version 3.001 Issued on 15-04-2024","000221","Current","Communications Hub","1028","0410","01","05","04100105","03335337","SMETS V1.2","GBCS Version 0.0",""]
["Version 3.001 Issued on 15-04-2024","000222","Current","Single Element Electricity Metering Equipment","1028","5678","02","01","56780201","03465317","SMETS V1.2","GBCS Version 0.0",""]
["Version 3.001 Issued on 15-04-2024","000223","Current","Pre-Payment Interface Device","1090","0003","01","00","00030100","1031090F","SMETS V1.2","GBCS Version 0.0",""]
["Version 3.001 Issued on 15-04-2024","000224","Current","Pre-Payment Interface Device","10E0","000B","01","00","000B0100","00010300","SMETS V3.1","GBCS Version 2.1",""]
["Version 3.001 Issued on 15-04-2024","000225","Current","Pre-Payment Interface Device","1090","0003","01","00","00030100","10310915","SMETS V1.2","GBCS Version 0.0","A96FBA4876F3D35ED8418779BC8FC0AEE75AC6F0D460688E54DEFF4898A506B3"]
["Version 3.001 Issued on 15-04-2024","000226","Current","Pre-Payment Interface Device","10E0","0009","06","00","00090600","00010200","SMETS V3.1","GBCS Version 2.1",""]
["Version 3.001 Issued on 15-04-2024","000227","Current","Communications Hub","106C","4331","00","AD","433100AD","1270B8CC","CHTS V1.0","GBCS Version 1.1","F01239E26A4F1848F25C0723BDE36A4C0BE48CA27A221906E2F94CDE16043F3D"]
["Version 3.001 Issued on 15-04-2024","000228","Current","Pre-Payment Interface Device","10E0","0008","08","00","00080800","00020400","SMETS V3.1","GBCS Version 2.1",""]
["Version 3.001 Issued on 15-04-2024","000229","Current","Single Element Electricity Metering Equipment","1063","0005","02","03","00050203","38031002","SMETS V2.0","GBCS Version 1.1","057DDDDB68432990B0A7625100B2054EC501C0066DB52E556D6D6E48846D3748"]
["Version 3.001 Issued on 15-04-2024","000230","Current","Single Element Electricity Metering Equipment","1063","0003","02","01","00030201","24031100","SMETS V2.0","GBCS Version 1.1","D915BEA202256A911DB9C0FB3DEACB3BB00872318A2746506ADB1FCCAED6E084"]
["Version 3.001 Issued on 15-04-2024","000231","Current","Single Element Electricity Metering Equipment","1063","0003","02","02","00030202","24031100","SMETS V2.0","GBCS Version 1.1","D915BEA202256A911DB9C0FB3DEACB3BB00872318A2746506ADB1FCCAED6E084"]
["Version 3.001 Issued on 15-04-2024","000232","Current","Communications Hub","1072","5731","01","00","57310100","030A0001","CHTS V1.1","GBCS Version 2.1","2B57F83FD187C1E4D96E7D56DDE1DECEAC647B4C30F04D26398B4E81012B6891"]
["Version 3.001 Issued on 15-04-2024","000233","Current","Communications Hub","1072","5731","01","01","57310101","030A0001","CHTS V1.1","GBCS Version 2.1","2B57F83FD187C1E4D96E7D56DDE1DECEAC647B4C30F04D26398B4E81012B6891"]
["Version 3.001 Issued on 15-04-2024","000234","Current","Communications Hub","1072","5731","01","02","57310102","030A0001","CHTS V1.1","GBCS Version 2.1","58C7A9F9708D4CF3780B395003A49283FF5FE63C9EABD0E5A341B5B05730287F"]
["Version 3.001 Issued on 15-04-2024","000235","Removed","Single Element Electricity Metering Equipment","106C","10E2","A1","00","10E2A100","0105AA00","SMETS V2.0","GBCS Version 1.1","0BC5526A2C932203B8482C25A8A17D4C8F0AE0F8446AEE8A647F916916E2156D"]
["Version 3.001 Issued on 15-04-2024","000236","Current","Single Element Electricity Metering Equipment","1028","D700","01","03","D7000103","0499045C","SMETS V2.0","GBCS Version 1.1","74C583331A0D4BE9177838C9A1B89B458D7E94F62B2127B06A5EF45B35DFA78B"]
["Version 3.001 Issued on 15-04-2024","000237","Current","Pre-Payment Interface Device","1128","0003","01","02","00030102","80430000","SMETS V2.0","GBCS Version 1.1",""]
["Version 3.001 Issued on 15-04-2024","000238","Current","Pre-Payment Interface Device","10E0","0009","06","00","00090600","00010301","SMETS V3.1","GBCS Version 2.1",""]
["Version 3.001 Issued on 15-04-2024","000239","Current","Single Element Electricity Metering Equipment","1063","0005","02","02","00050202","38031100","SMETS V2.0","GBCS Version 1.1","5C0F9FA69A43532FC2DAF5571454B4032314F881419AEC0494720FE59DAEC167"]
["Version 3.001 Issued on 15-04-2024","000240","Current","Single Element Electricity Metering Equipment","1063","0005","02","03","00050203","38031100","SMETS V2.0","GBCS Version 1.1","5C0F9FA69A43532FC2DAF5571454B4032314F881419AEC0494720FE59DAEC167"]
["Version 3.001 Issued on 15-04-2024","000241","Current","Gas Smart Meter","1192","1111","11","11","11111111","01A900C0","SMETS V2.0","GBCS Version 1.1","4C5B1C421601265975A24DF26596C8A1D09698C3127B8BEFD9E467C19F66B0D3"]
["Version 3.001 Issued on 15-04-2024","000242","Current","Gas Smart Meter","1192","1111","12","11","11111211","01A900C0","SMETS V2.0","GBCS Version 1.1","4C5B1C421601265975A24DF26596C8A1D09698C3127B8BEFD9E467C19F66B0D3"]
["Version 3.001 Issued on 15-04-2024","000243","Current","Pre-Payment Interface Device","10E0","0009","06","00","00090600","00010400","SMETS V3.1","GBCS Version 2.1",""]
["Version 3.001 Issued on 15-04-2024","000244","Current","Pre-Payment Interface Device","10E0","0008","08","00","00080800","00020500","SMETS V3.1","GBCS Version 2.1",""]
["Version 3.001 Issued on 15-04-2024","000245","Current","Single Element Electricity Metering Equipment","118F","0000","02","07","00000207","00060408","SMETS V3.1","GBCS Version 2.1","F935FA4568649C95DCCAAACA034198595B923EA60C0B187831A882204575992D"]
["Version 3.001 Issued on 15-04-2024","000246","Current","Communications Hub","106C","4331","00","AE","433100AE","1260A11E","CHTS V1.0","GBCS Version 1.1","1FA0E033D36E707AF2FD32B5E28FBB17ADC0695BFF320B38F1282E54A815261C"]
["Version 3.001 Issued on 15-04-2024","000247","Current","Single Element Electricity Metering Equipment","118F","0000","01","00","00000100","00060600","SMETS V3.1","GBCS Version 2.1","AC537EB566AA0C2C0427C9F77ECDBD70CF75056768FF1EBAAB9B3887652CEF22"]
["Version 3.001 Issued on 15-04-2024","000248","Current","Single Element Electricity Metering Equipment","118F","0000","01","07","00000107","00060600","SMETS V3.1","GBCS Version 2.1","AC537EB566AA0C2C0427C9F77ECDBD70CF75056768FF1EBAAB9B3887652CEF22"]
["Version 3.001 Issued on 15-04-2024","000249","Current","Single Element Electricity Metering Equipment","118F","0000","02","07","00000207","00060600","SMETS V3.1","GBCS Version 2.1","AC537EB566AA0C2C0427C9F77ECDBD70CF75056768FF1EBAAB9B3887652CEF22"]
["Version 3.001 Issued on 15-04-2024","000250","Current","Communications Hub","1086","5431","1F","52","54311F52","0C1D0000","CHTS V1.1","GBCS Version 2.0","61E767621C55F73700857B91B6CE8F6CD9FAB0110A61987B5DEE8931B17F9413"]
["Version 3.001 Issued on 15-04-2024","000251","Current","Communications Hub","1086","5432","20","52","54322052","0C1D0000","CHTS V1.1","GBCS Version 2.0","61E767621C55F73700857B91B6CE8F6CD9FAB0110A61987B5DEE8931B17F9413"]
["Version 3.001 Issued on 15-04-2024","000252","Current","Communications Hub","1086","5434","21","52","54342152","0C1D0000","CHTS V1.1","GBCS Version 2.0","61E767621C55F73700857B91B6CE8F6CD9FAB0110A61987B5DEE8931B17F9413"]
["Version 3.001 Issued on 15-04-2024","000253","Current","Communications Hub","1072","5731","01","01","57310101","02140003","CHTS V1.0","GBCS Version 1.1","DB2BF5BE4F282810301EBDBFE21B3A70A17AE7224B18CA9776EEE595F58318AE"]
["Version 3.001 Issued on 15-04-2024","000254","Current","Gas Smart Meter","1015","09B3","32","00","09B33200","12030A09","SMETS V3.1","GBCS Version 2.1","35CE324E302424E0AF8581DB8720634F119A194CD9CA87203A25D7F6E96EAD40"]
["Version 3.001 Issued on 15-04-2024","000255","Current","Gas Smart Meter","1015","09B3","37","00","09B33700","12030A09","SMETS V3.1","GBCS Version 2.1","35CE324E302424E0AF8581DB8720634F119A194CD9CA87203A25D7F6E96EAD40"]
["Version 3.001 Issued on 15-04-2024","000256","Current","Pre-Payment Interface Device","1090","0007","01","00","00070100","04030100","SMETS V3.1","GBCS Version 2.1",""]
["Version 3.001 Issued on 15-04-2024","000257","Current","Pre-Payment Interface Device","1128","0003","01","02","00030102","80470000","SMETS V2.0 ","GBCS Version 1.1 ",""]
["Version 3.001 Issued on 15-04-2024","000258","Current","Pre-Payment Interface Device","10E0","000C","06","00","000C0600","00010100","SMETS V3.1","GBCS Version 2.1",""]
["Version 3.001 Issued on 15-04-2024","000259","Current","Communications Hub","1086","5431","22","52","54312252","0C1D0000","CHTS V1.1","GBCS Version 2.0","8CEE29B13EC97F6326A7482FFE24BAD9A0B79587B66C81A22702A58629B853DE"]
["Version 3.001 Issued on 15-04-2024","000260","Current","Communications Hub","1086","5432","23","52","54322352","0C1D0000","CHTS V1.1","GBCS Version 2.0","8CEE29B13EC97F6326A7482FFE24BAD9A0B79587B66C81A22702A58629B853DE"]
["Version 3.001 Issued on 15-04-2024","000261","Current","Communications Hub","1086","5434","24","52","54342452","0C1D0000","CHTS V1.1","GBCS Version 2.0","8CEE29B13EC97F6326A7482FFE24BAD9A0B79587B66C81A22702A58629B853DE"]
["Version 3.001 Issued on 15-04-2024","000262","Current","Single Element Electricity Metering Equipment","106C","10E1","A1","00","10E1A100","0105AB00","SMETS V2.0","GBCS Version 1.1","393A923588AF9574B3D5BB43F532320779DD8A4BE06EB813C2166EA3976D86CC"]
["Version 3.001 Issued on 15-04-2024","000263","Current","Single Element Electricity Metering Equipment","106C","10E2","A1","00","10E2A100","0105AB00","SMETS V2.0","GBCS Version 1.1","393A923588AF9574B3D5BB43F532320779DD8A4BE06EB813C2166EA3976D86CC"]
["Version 3.001 Issued on 15-04-2024","000264","Current","Gas Smart Meter","106C","10F2","A1","00","10F2A100","0108AB00","SMETS V2.0","GBCS Version 1.1","E2494EB35409BC818C345BA6B831C0E86B48F687346C7CA95F56DCFFD0D16F7C"]
["Version 3.001 Issued on 15-04-2024","000265","Current","Single Element Electricity Metering Equipment","1057","0000","02","01","00000201","0234F168","SMETS V2.0","GBCS Version 1.1","D879CF9D1D0F4F83B76CFF36B2139CADE28001A5D50E1EF060FBBD0CDD8E36A2"]
["Version 3.001 Issued on 15-04-2024","000266","Current","Pre-Payment Interface Device","10E0","0009","06","00","00090600","00010500","SMETS V3.1","GBCS Version 2.1",""]
["Version 3.001 Issued on 15-04-2024","000267","Current","Pre-Payment Interface Device","10E0","0003","05","00","00030500","00021101","SMETS V1.2","GBCS Version 0.0",""]
["Version 3.001 Issued on 15-04-2024","000268","Current","Communications Hub","1057","0110","01","10","01100110","2EDBE509","SMETS V1.2","GBCS Version 0.0","2CA4A444F94883C702A1F874B08814FDC20509AF2DE217C36282D5E04C86830E"]
["Version 3.001 Issued on 15-04-2024","000269","Current","Communications Hub","1057","0110","01","10","01100110","2EDBE909","SMETS V1.2","GBCS Version 0.0","7A7F10142808EF022EBD799CC27762393FA4E83F9C8F66FA7C43B91E8659AB1D"]
["Version 3.001 Issued on 15-04-2024","000270","Current","Single Element Electricity Metering Equipment","1057","0300","01","01","03000101","0401D8C9","SMETS V1.2","GBCS Version 0.0","EC9E8111584FDAE88912DE2CDD9C01E646000C217BCF14ABF4955B8799B0E284"]
["Version 3.001 Issued on 15-04-2024","000271","Current","Single Element Electricity Metering Equipment","1057","0300","01","01","03000101","0401EB5A","SMETS V1.2","GBCS Version 0.0","D9CDD82BD3BE2DE968C7E261B976F9BD9FF37F6F2BC5ED8262701118F55DCE67"]
["Version 3.001 Issued on 15-04-2024","000272","Current","Gas Smart Meter","1057","0573","00","00","05730000","00000446","SMETS V1.2","GBCS Version 0.0","F16809038A5B00827AC75EFAF869C55DD5CDA63E1BEC747AD542BD9B1702FA58"]
["Version 3.001 Issued on 15-04-2024","000273","Current","Pre-Payment Interface Device","1128","0003","01","02","00030102","01430000","SMETS V1.2","GBCS Version 0.0",""]
["Version 3.001 Issued on 15-04-2024","000274","Current","Single Element Electricity Metering Equipment","1063","0005","02","02","00050202","38031200","SMETS V2.0","GBCS Version 1.1","909D05AF93BE4D5FB52EA14169E667A60C4B545EB120349EB845EAC49E75B131"]
["Version 3.001 Issued on 15-04-2024","000275","Current","Single Element Electricity Metering Equipment","1063","0005","02","03","00050203","38031200","SMETS V2.0","GBCS Version 1.1","909D05AF93BE4D5FB52EA14169E667A60C4B545EB120349EB845EAC49E75B131"]
["Version 3.001 Issued on 15-04-2024","000276","Current","Single Element Electricity Metering Equipment","118F","0000","01","00","00000100","00060604","SMETS V3.1","GBCS Version 2.1","AD054545A756FB94F453B4DAA1433EF30BF4F4D1D325CD22AE4ABB3718905084"]
["Version 3.001 Issued on 15-04-2024","000277","Current","Single Element Electricity Metering Equipment","118F","0000","01","07","00000107","00060604","SMETS V3.1","GBCS Version 2.1","AD054545A756FB94F453B4DAA1433EF30BF4F4D1D325CD22AE4ABB3718905084"]
["Version 3.001 Issued on 15-04-2024","000278","Current","Single Element Electricity Metering Equipment","118F","0000","02","07","00000207","00060604","SMETS V3.1","GBCS Version 2.1","AD054545A756FB94F453B4DAA1433EF30BF4F4D1D325CD22AE4ABB3718905084"]
["Version 3.001 Issued on 15-04-2024","000279","Current","Single Element Electricity Metering Equipment","1031","A0A1","01","3D","A0A1013D","04000000","SMETS V3.1","GBCS Version 2.1","1DBCBF23083B013F24D2A2E340D4EDC88D704E8DFA8DD4CC60CC076B6D02C3D6"]
["Version 3.001 Issued on 15-04-2024","000280","Current","Gas Smart Meter","1031","B0A1","01","44","B0A10144","04000000","SMETS V3.1","GBCS Version 2.1","ACE183DB64283428D57A978DECE03643700ACB4191996DDBB4A9F92FC3497031"]
["Version 3.001 Issued on 15-04-2024","000281","Current","Single Element Electricity Metering Equipment","106C","10E2","A1","00","10E2A100","0105AC00","SMETS V2.0","GBCS Version 1.1","CC81B0E2D4434F5993671573590D41B9CDFD814E3951F363FE81E8D1E8BFF514"]
["Version 3.001 Issued on 15-04-2024","000282","Current","Single Element Electricity Metering Equipment","106C","12E2","A1","00","12E2A100","0105AC00","SMETS V2.0","GBCS Version 1.1","CC81B0E2D4434F5993671573590D41B9CDFD814E3951F363FE81E8D1E8BFF514"]
["Version 3.001 Issued on 15-04-2024","000283","Current","Pre-Payment Interface Device","10E0","0009","06","00","00090600","00010600","SMETS V3.1","GBCS Version 2.1",""]
["Version 3.001 Issued on 15-04-2024","000284","Current","Pre-Payment Interface Device","1090","0008","01","00","00080100","05040000","SMETS V3.1","GBCS Version 2.1",""]
["Version 3.001 Issued on 15-04-2024","000285","Current","Communications Hub","1072","5731","01","00","57310100","030A0003","CHTS V1.1","GBCS Version 2.1","78ABE5E671FEA70A8813488507705FA56FE891597DFB56FA2C179480AEB41C9F"]
["Version 3.001 Issued on 15-04-2024","000286","Current","Communications Hub","1072","5731","01","01","57310101","030A0003","CHTS V1.1","GBCS Version 2.1","78ABE5E671FEA70A8813488507705FA56FE891597DFB56FA2C179480AEB41C9F"]
["Version 3.001 Issued on 15-04-2024","000287","Current","Communications Hub","1072","5731","01","02","57310102","030A0003","CHTS V1.1","GBCS Version 2.1","78ABE5E671FEA70A8813488507705FA56FE891597DFB56FA2C179480AEB41C9F"]
["Version 3.001 Issued on 15-04-2024","000288","Current","Gas Smart Meter","1192","1111","11","11","11111111","01AB00C0","SMETS V2.0","GBCS Version 1.1","062AE3232D22C1D19F53C9D1959D8FB9625BB7703954E99DE16994E7333388E1"]
["Version 3.001 Issued on 15-04-2024","000289","Current","Gas Smart Meter","1192","1111","12","11","11111211","01AB00C0","SMETS V2.0","GBCS Version 1.1","062AE3232D22C1D19F53C9D1959D8FB9625BB7703954E99DE16994E7333388E1"]
["Version 3.001 Issued on 15-04-2024","000290","Current","Gas Smart Meter","1192","1111","11","11","11111111","01AD00C0","SMETS V2.0","GBCS Version 1.1","9866CE8A5D951D0051D127B790A1C928E5F7D5EAB20BA1D14A7D44ED658EC5A1"]
["Version 3.001 Issued on 15-04-2024","000291","Current","Gas Smart Meter","1192","1111","12","11","11111211","01AD00C0","SMETS V2.0","GBCS Version 1.1","9866CE8A5D951D0051D127B790A1C928E5F7D5EAB20BA1D14A7D44ED658EC5A1"]
["Version 3.001 Issued on 15-04-2024","000292","Current","Single Element Electricity Metering Equipment","1125","3133","43","30","31334330","12099416","SMETS V2.0","GBCS Version 1.1","D95187D0364B252641DFF95A8D0779A567F7E0FFE9380E08337277FDE9239958"]
["Version 3.001 Issued on 15-04-2024","000293","Current","Single Element Electricity Metering Equipment","118F","0000","01","00","00000100","00070204","SMETS V3.1","GBCS Version 2.1","04D5FA3AFDC51F2CF277B750EC2687C38A4417EC943B925C3B64923157EA4507"]
["Version 3.001 Issued on 15-04-2024","000294","Current","Single Element Electricity Metering Equipment","118F","0000","01","07","00000107","00070204","SMETS V3.1","GBCS Version 2.1","04D5FA3AFDC51F2CF277B750EC2687C38A4417EC943B925C3B64923157EA4507"]
["Version 3.001 Issued on 15-04-2024","000295","Current","Single Element Electricity Metering Equipment","118F","0000","02","01","00000201","00070204","SMETS V3.1","GBCS Version 2.1","04D5FA3AFDC51F2CF277B750EC2687C38A4417EC943B925C3B64923157EA4507"]
["Version 3.001 Issued on 15-04-2024","000296","Current","Single Element Electricity Metering Equipment","118F","0000","03","01","00000301","00070204","SMETS V3.1","GBCS Version 2.1","04D5FA3AFDC51F2CF277B750EC2687C38A4417EC943B925C3B64923157EA4507"]
["Version 3.001 Issued on 15-04-2024","000297","Current","Single Element Electricity Metering Equipment","118F","0000","04","01","00000401","00070204","SMETS V3.1","GBCS Version 2.1","04D5FA3AFDC51F2CF277B750EC2687C38A4417EC943B925C3B64923157EA4507"]
["Version 3.001 Issued on 15-04-2024","000298","Current","Pre-Payment Interface Device","10E0","0008","08","00","00080800","00020600","SMETS V3.1","GBCS Version 2.1",""]
["Version 3.001 Issued on 15-04-2024","000299","Current","Twin Element Electricity Metering Equipment","118F","0000","05","01","00000501","00070204","SMETS V3.1","GBCS Version 2.1","04D5FA3AFDC51F2CF277B750EC2687C38A4417EC943B925C3B64923157EA4507"]
["Version 3.001 Issued on 15-04-2024","000300","Current","Gas Smart Meter","123E","0000","03","00","00000300","01080605","SMETS V4.2","GBCS Version 3.2","32447FF7D7C42A09675D96F4C147FFEA27BDE2319AC9C97CBCBE07D85B0CF3D9"]
["Version 3.001 Issued on 15-04-2024","000301","Current","Single Element Electricity Metering Equipment","1057","0000","02","01","00000201","0234F2AE","SMETS V2.0","GBCS Version 1.1","690E03D882BC2A1FD4B8F2E7BC375324F4B5D69224708EC3AB47E54F1E3097AE"]
["Version 3.001 Issued on 15-04-2024","000302","Current","Pre-Payment Interface Device","1090","0007","01","00","00070100","04070000","SMETS V4.2","GBCS Version 3.2",""]
["Version 3.001 Issued on 15-04-2024","000303","Current","Single Element Electricity Metering Equipment","1125","3132","41","31","31324131","12099616","SMETS V2.0","GBCS Version 1.1","E2998C580804B336E70F78379A824586E2D13A7E85DDAA512ABFBB20F11F32A0"]
["Version 3.001 Issued on 15-04-2024","000304","Current","Single Element Electricity Metering Equipment","1125","3133","43","30","31334330","12099616","SMETS V2.0","GBCS Version 1.1","E2998C580804B336E70F78379A824586E2D13A7E85DDAA512ABFBB20F11F32A0"]
["Version 3.001 Issued on 15-04-2024","000305","Current","Pre-Payment Interface Device","10E0","0003","05","00","00030500","00020801","SMETS V1.2","GBCS Version 0.0",""]
["Version 3.001 Issued on 15-04-2024","000306","Current","Gas Smart Meter","1192","1111","11","11","11111111","01AE00C0","SMETS V2.0","GBCS Version 1.1","42F498A98035A5EEA3F71FF7919DC488120A7C8DE571A42D2508C87C08D8DBC7"]
["Version 3.001 Issued on 15-04-2024","000307","Current","Gas Smart Meter","1192","1111","12","11","11111211","01AE00C0","SMETS V2.0","GBCS Version 1.1","42F498A98035A5EEA3F71FF7919DC488120A7C8DE571A42D2508C87C08D8DBC7"]
["Version 3.001 Issued on 15-04-2024","000308","Current","Single Element Electricity Metering Equipment","1028","D700","01","03","D7000103","049B045C","SMETS V2.0","GBCS Version 1.1","1EF9DE24236A173B11270DB74C44CDC1FBF382885470E13310633C69E522089D"]
["Version 3.001 Issued on 15-04-2024","000309","Current","Communications Hub","106C","4331","00","AE","433100AE","2020C568","CHTS V1.1","GBCS Version 2.0","0DD877755085825E001CBC9B4587643F9639E6BE58DC17581A18BC384058827D"]
["Version 3.001 Issued on 15-04-2024","000310","Current","Communications Hub","106C","4331","00","AC","433100AC","2020C568","CHTS V1.1","GBCS Version 2.0","0DD877755085825E001CBC9B4587643F9639E6BE58DC17581A18BC384058827D"]
["Version 3.001 Issued on 15-04-2024","000311","Current","Communications Hub","106C","4331","00","AD","433100AD","2020C568","CHTS V1.1","GBCS Version 2.0","0DD877755085825E001CBC9B4587643F9639E6BE58DC17581A18BC384058827D"]
["Version 3.001 Issued on 15-04-2024","000312","Current","Single Element Electricity Metering Equipment","1028","D700","01","05","D7000105","049B045C","SMETS V2.0","GBCS Version 1.1","1EF9DE24236A173B11270DB74C44CDC1FBF382885470E13310633C69E522089D"]
["Version 3.001 Issued on 15-04-2024","000313","Current","Communications Hub","1072","5731","01","00","57310100","030A0005","CHTS V1.1","GBCS Version 2.1","BE211B46A62B0A837BE41418E143E99100FD745A88F61E7A69769F35B7372AF6"]
["Version 3.001 Issued on 15-04-2024","000314","Current","Communications Hub","1072","5731","01","01","57310101","030A0005","CHTS V1.1","GBCS Version 2.1","BE211B46A62B0A837BE41418E143E99100FD745A88F61E7A69769F35B7372AF6"]
["Version 3.001 Issued on 15-04-2024","000315","Current","Communications Hub","1072","5731","01","02","57310102","030A0005","CHTS V1.1","GBCS Version 2.1","BE211B46A62B0A837BE41418E143E99100FD745A88F61E7A69769F35B7372AF6"]
["Version 3.001 Issued on 15-04-2024","000316","Current","Single Element Electricity Metering Equipment","1057","0000","01","01","00000101","0134F2AE","SMETS V2.0","GBCS Version 1.1","A1145FC0C07B313DA1F847A7F636AADD3F05BB27EA3DAFCBB114EB23E87B8681"]
["Version 3.001 Issued on 15-04-2024","000317","Current","Single Element Electricity Metering Equipment","118F","0000","01","00","00000100","00070400","SMETS V3.1","GBCS Version 2.1","CB0AD69E8669F2268096E1F3F908FD0175EEE3C84FD0FB045A4F18EAC99EC89D"]
["Version 3.001 Issued on 15-04-2024","000318","Current","Single Element Electricity Metering Equipment","118F","0000","01","07","00000107","00070400","SMETS V3.1","GBCS Version 2.1","CB0AD69E8669F2268096E1F3F908FD0175EEE3C84FD0FB045A4F18EAC99EC89D"]
["Version 3.001 Issued on 15-04-2024","000319","Current","Single Element Electricity Metering Equipment","118F","0000","02","01","00000201","00070400","SMETS V3.1","GBCS Version 2.1","CB0AD69E8669F2268096E1F3F908FD0175EEE3C84FD0FB045A4F18EAC99EC89D"]
["Version 3.001 Issued on 15-04-2024","000320","Current","Single Element Electricity Metering Equipment","118F","0000","03","01","00000301","00070400","SMETS V3.1","GBCS Version 2.1","CB0AD69E8669F2268096E1F3F908FD0175EEE3C84FD0FB045A4F18EAC99EC89D"]
["Version 3.001 Issued on 15-04-2024","000321","Current","Single Element Electricity Metering Equipment","118F","0000","04","01","00000401","00070400","SMETS V3.1","GBCS Version 2.1","CB0AD69E8669F2268096E1F3F908FD0175EEE3C84FD0FB045A4F18EAC99EC89D"]
["Version 3.001 Issued on 15-04-2024","000322","Current","Single Element Electricity Metering Equipment","118F","0000","01","00","00000100","00070400","SMETS V4.2","GBCS Version 3.2","CB0AD69E8669F2268096E1F3F908FD0175EEE3C84FD0FB045A4F18EAC99EC89D"]
["Version 3.001 Issued on 15-04-2024","000323","Current","Single Element Electricity Metering Equipment","118F","0000","01","07","00000107","00070400","SMETS V4.2","GBCS Version 3.2","CB0AD69E8669F2268096E1F3F908FD0175EEE3C84FD0FB045A4F18EAC99EC89D"]
["Version 3.001 Issued on 15-04-2024","000324","Current","Single Element Electricity Metering Equipment","118F","0000","02","07","00000207","00070400","SMETS V4.2","GBCS Version 3.2","CB0AD69E8669F2268096E1F3F908FD0175EEE3C84FD0FB045A4F18EAC99EC89D"]
["Version 3.001 Issued on 15-04-2024","000325","Current","Single Element Electricity Metering Equipment","118F","0000","03","01","00000301","00070400","SMETS V4.2","GBCS Version 3.2","CB0AD69E8669F2268096E1F3F908FD0175EEE3C84FD0FB045A4F18EAC99EC89D"]
["Version 3.001 Issued on 15-04-2024","000326","Current","Single Element Electricity Metering Equipment","118F","0000","04","01","00000401","00070400","SMETS V4.2","GBCS Version 3.2","CB0AD69E8669F2268096E1F3F908FD0175EEE3C84FD0FB045A4F18EAC99EC89D"]
["Version 3.001 Issued on 15-04-2024","000327","Current","Twin Element Electricity Metering Equipment","118F","0000","05","01","00000501","00070400","SMETS V4.2","GBCS Version 3.2","CB0AD69E8669F2268096E1F3F908FD0175EEE3C84FD0FB045A4F18EAC99EC89D"]
["Version 3.001 Issued on 15-04-2024","000328","Current","Pre-Payment Interface Device","10E0","0002","00","02","00020002","00011100","SMETS V1.2","GBCS Version 0.0",""]
["Version 3.001 Issued on 15-04-2024","000329","Current","Pre-Payment Interface Device","1128","0003","01","02","00030102","00E70000","SMETS V1.2","GBCS Version 0.0",""]
["Version 3.001 Issued on 15-04-2024","000330","Current","Pre-Payment Interface Device","1090","0009","01","00","00090100","05030000","SMETS V4.2","GBCS Version 3.2",""]
["Version 3.001 Issued on 15-04-2024","000331","Current","Pre-Payment Interface Device","1090","0008","01","00","00080100","05070000","SMETS V4.2","GBCS Version 3.2",""]
["Version 3.001 Issued on 15-04-2024","000332","Current","Pre-Payment Interface Device","1090","0009","01","00","00090100","05070000","SMETS V4.2","GBCS Version 3.2",""]
["Version 3.001 Issued on 15-04-2024","000333","Current","Single Element Electricity Metering Equipment","118F","0000","01","00","00000100","00070402","SMETS V4.2","GBCS Version 3.2","0C398421DD13075F6A89409C36C33C5370932D8DC201F11508FED94520A5E934"]
["Version 3.001 Issued on 15-04-2024","000334","Current","Single Element Electricity Metering Equipment","118F","0000","01","07","00000107","00070402","SMETS V4.2","GBCS Version 3.2","0C398421DD13075F6A89409C36C33C5370932D8DC201F11508FED94520A5E934"]
["Version 3.001 Issued on 15-04-2024","000335","Current","Single Element Electricity Metering Equipment","118F","0000","02","07","00000207","00070402","SMETS V4.2","GBCS Version 3.2","0C398421DD13075F6A89409C36C33C5370932D8DC201F11508FED94520A5E934"]
["Version 3.001 Issued on 15-04-2024","000336","Current","Single Element Electricity Metering Equipment","118F","0000","03","01","00000301","00070402","SMETS V4.2","GBCS Version 3.2","0C398421DD13075F6A89409C36C33C5370932D8DC201F11508FED94520A5E934"]
["Version 3.001 Issued on 15-04-2024","000337","Current","Single Element Electricity Metering Equipment","118F","0000","04","01","00000401","00070402","SMETS V4.2","GBCS Version 3.2","0C398421DD13075F6A89409C36C33C5370932D8DC201F11508FED94520A5E934"]
["Version 3.001 Issued on 15-04-2024","000338","Current","Twin Element Electricity Metering Equipment","118F","0000","05","01","00000501","00070402","SMETS V4.2","GBCS Version 3.2","0C398421DD13075F6A89409C36C33C5370932D8DC201F11508FED94520A5E934"]
["Version 3.001 Issued on 15-04-2024","000339","Current","Pre-Payment Interface Device","10E0","0003","05","00","00030500","00020700","SMETS V1.2","GBCS Version 0.0",""]
["Version 3.001 Issued on 15-04-2024","000340","Current","Single Element Electricity Metering Equipment","1063","0005","02","02","00050202","38031302","SMETS V2.0","GBCS Version 1.1","00F59203E72695EAACF98A28106EB357A2BB4D403AEB8D35771760B3166F9F58"]
["Version 3.001 Issued on 15-04-2024","000341","Current","Single Element Electricity Metering Equipment","1063","0005","02","03","00050203","38031302","SMETS V2.0","GBCS Version 1.1","00F59203E72695EAACF98A28106EB357A2BB4D403AEB8D35771760B3166F9F58"]
["Version 3.001 Issued on 15-04-2024","000342","Current","Gas Smart Meter","1192","1111","11","11","11111111","01AF00C0","SMETS V2.0","GBCS Version 1.1","0F68842B541EA89EA2D5CC628AC74FE65C5BC5B7A55EA0A933788FF8D2B5E1AD"]
["Version 3.001 Issued on 15-04-2024","000343","Current","Gas Smart Meter","1192","1111","12","11","11111211","01AF00C0","SMETS V2.0","GBCS Version 1.1","0F68842B541EA89EA2D5CC628AC74FE65C5BC5B7A55EA0A933788FF8D2B5E1AD"]
["Version 3.001 Issued on 15-04-2024","000344","Current","Single Element Electricity Metering Equipment","1063","0003","02","01","00030201","24031302","SMETS V2.0","GBCS Version 1.1","344766C8A750EF1DFE896FA7677F78135E97F1F08BD7C06929ED3FB75E5F715F"]
["Version 3.001 Issued on 15-04-2024","000345","Current","Single Element Electricity Metering Equipment","1063","0003","02","02","00030202","24031302","SMETS V2.0","GBCS Version 1.1","344766C8A750EF1DFE896FA7677F78135E97F1F08BD7C06929ED3FB75E5F715F"]
["Version 3.001 Issued on 15-04-2024","000346","Current","Gas Smart Meter","1028","C901","A5","00","C901A500","0109AC00","SMETS V2.0","GBCS Version 1.1","61525EE62B678CB44537D3CE2A14AB9E84FA5375760F363C9DD7DBA0218FBAF6"]
["Version 3.001 Issued on 15-04-2024","000347","Current","Single Element Electricity Metering Equipment","1031","A0A1","01","3D","A0A1013D","05000000","SMETS V4.2","GBCS Version 3.2","EB6EC08AA122F77E44D161074A6CD8106864CFAA84FF5A80905D1AF47AFC12B9"]
["Version 3.001 Issued on 15-04-2024","000348","Current","Gas Smart Meter","1031","B0A1","01","44","B0A10144","05000000","SMETS V4.2","GBCS Version 3.2","343C39640763E5FA095675F4752D4A35BE745179DADB369F85951007D2B48BBE"]
["Version 3.001 Issued on 15-04-2024","000349","Current","Gas Smart Meter","1057","0575","01","01","05750101","00020211","SMETS V2.0","GBCS Version 1.1","FB88DAE9BAFC921CEDF77ECE4BC31CE7206A8BFEED0305A0E37A8F262CFA82BF"]
["Version 3.001 Issued on 15-04-2024","000350","Current","Gas Smart Meter","1057","0575","01","02","05750102","00020211","SMETS V2.0","GBCS Version 1.1","FB88DAE9BAFC921CEDF77ECE4BC31CE7206A8BFEED0305A0E37A8F262CFA82BF"]
["Version 3.001 Issued on 15-04-2024","000351","Current","Pre-Payment Interface Device","1128","0003","01","02","00030102","804B0000","SMETS V2.0","GBCS Version 1.1",""]
["Version 3.001 Issued on 15-04-2024","000352","Current","Single Element Electricity Metering Equipment","106C","10E1","A1","00","10E1A100","0314B600","SMETS V4.2","GBCS Version 3.2","D64CD302319DDB7097FE41A89FC91652C8C4D36B77E69FFD107C89371EE819D6"]
["Version 3.001 Issued on 15-04-2024","000353","Current","Single Element Electricity Metering Equipment","106C","10E2","A1","00","10E2A100","0314B600","SMETS V4.2","GBCS Version 3.2","D64CD302319DDB7097FE41A89FC91652C8C4D36B77E69FFD107C89371EE819D6"]
["Version 3.001 Issued on 15-04-2024","000354","Current","Gas Smart Meter","106C","10F2","A1","00","10F2A100","0309B600","SMETS V4.2","GBCS Version 3.2","735DCD64887CBFF773D1843391597C60A5F826B5284E39A51ED84D3B20AC1414"]
["Version 3.001 Issued on 15-04-2024","000355","Current","Gas Smart Meter","1063","4772","01","01","47720101","03033251","SMETS V4.2","GBCS Version 3.2","D81B47D282D32AB47631E8F5EC7D8EA36E475B706FA2D12A411E8C158CD35FAB"]
["Version 3.001 Issued on 15-04-2024","000356","Current","Single Element Electricity Metering Equipment","106C","12E2","A1","00","12E2A100","0314B600","SMETS V4.2","GBCS Version 3.2","D64CD302319DDB7097FE41A89FC91652C8C4D36B77E69FFD107C89371EE819D6"]
["Version 3.001 Issued on 15-04-2024","000357","Current","Pre-Payment Interface Device","10E0","000B","01","00","000B0100","00020002","SMETS V4.2","GBCS Version 3.2",""]
["Version 3.001 Issued on 15-04-2024","000358","Current","Pre-Payment Interface Device","10E0","0009","01","00","00090100","00020002","SMETS V4.2","GBCS Version 3.2",""]
["Version 3.001 Issued on 15-04-2024","000359","Current","Pre-Payment Interface Device","10E0","000E","00","01","000E0001","00020002","SMETS V4.2","GBCS Version 3.2",""]
["Version 3.001 Issued on 15-04-2024","000360","Current","Polyphase Electricity Metering Equipment","118F","0000","06","01","00000601","00070600","SMETS V4.2","GBCS Version 3.2","A59A555A0B809F56A2C0D2C9743BB40F437E738109C06ECAB693AA2C3215669F"]
["Version 3.001 Issued on 15-04-2024","000361","Current","Polyphase Electricity Metering Equipment","118F","0000","07","01","00000701","00070600","SMETS V4.2","GBCS Version 3.2","A59A555A0B809F56A2C0D2C9743BB40F437E738109C06ECAB693AA2C3215669F"]
["Version 3.001 Issued on 15-04-2024","000362","Current","Polyphase Electricity Metering Equipment","118F","0000","08","01","00000801","00070600","SMETS V4.2","GBCS Version 3.2","A59A555A0B809F56A2C0D2C9743BB40F437E738109C06ECAB693AA2C3215669F"]
["Version 3.001 Issued on 15-04-2024","000363","Current","Communications Hub","106C","4331","00","AC","433100AC","2020CB22","CHTS V1.1","GBCS Version 2.0","0289A73737A049F2C39A681A2001AA7C914ED7CDBFDBCB36D9814821728BBAE2"]
["Version 3.001 Issued on 15-04-2024","000364","Current","Communications Hub","106C","4331","00","AD","433100AD","2020CB22","CHTS V1.1","GBCS Version 2.0","0289A73737A049F2C39A681A2001AA7C914ED7CDBFDBCB36D9814821728BBAE2"]
["Version 3.001 Issued on 15-04-2024","000365","Current","Communications Hub","106C","4331","00","AE","433100AE","2020CB22","CHTS V1.1","GBCS Version 2.0","0289A73737A049F2C39A681A2001AA7C914ED7CDBFDBCB36D9814821728BBAE2"]
["Version 3.001 Issued on 15-04-2024","000366","Current","Communications Hub","1072","5731","01","00","57310100","030A0007","CHTS V1.1","GBCS Version 2.1","7897B4B0B73C5D55AFFF6BB35FC7522C10CA61F45C44A9EA61CE50D30972373C"]
["Version 3.001 Issued on 15-04-2024","000367","Current","Communications Hub","1072","5731","01","01","57310101","030A0007","CHTS V1.1","GBCS Version 2.1","7897B4B0B73C5D55AFFF6BB35FC7522C10CA61F45C44A9EA61CE50D30972373C"]
["Version 3.001 Issued on 15-04-2024","000368","Current","Communications Hub","1072","5731","01","02","57310102","030A0007","CHTS V1.1","GBCS Version 2.1","7897B4B0B73C5D55AFFF6BB35FC7522C10CA61F45C44A9EA61CE50D30972373C"]
["Version 3.001 Issued on 15-04-2024","000369","Current","Pre-Payment Interface Device","1128","0003","01","02","00030102","804F0000","SMETS V2.0","GBCS Version 1.1",""]
["Version 3.001 Issued on 15-04-2024","000370","Current","Gas Smart Meter","1192","1111","11","11","11111111","01B200C0","SMETS V2.0","GBCS Version 1.1","5CA4F8AB7DB2ABED81965750D28F9217B7CB1BCA4FD584284F6E5EACE57E36C3"]
["Version 3.001 Issued on 15-04-2024","000371","Current","Gas Smart Meter","1192","1111","12","11","11111211","01B200C0","SMETS V2.0","GBCS Version 1.1","5CA4F8AB7DB2ABED81965750D28F9217B7CB1BCA4FD584284F6E5EACE57E36C3"]
["Version 3.001 Issued on 15-04-2024","000372","Current","Communications Hub","1072","5732","01","01","57320101","010D0002","CHTS V1.1","GBCS Version 2.1","EFF712D16CB8E461471A1E676CFFB2A1D0D7126B797D4170C8F095FD494F3D47"]
["Version 3.001 Issued on 15-04-2024","000373","Current","Single Element Electricity Metering Equipment","1028","D700","01","03","D7000103","049B0509","SMETS V4.2","GBCS Version 3.2","1BFC4B200124920F4319CFDA0AC6803A4E2CA375C3FD8745F4376DD38D94C15A"]
["Version 3.001 Issued on 15-04-2024","000374","Current","Single Element Electricity Metering Equipment","1028","D700","01","03","D7000103","05150509","SMETS V4.2","GBCS Version 3.2","4587EB7519DEA887308A15C17F8232D21D54AD7F5492DE5A2D52E968D4090A7E"]
["Version 3.001 Issued on 15-04-2024","000375","Current","Single Element Electricity Metering Equipment","1028","D700","01","05","D7000105","049B0509","SMETS V4.2","GBCS Version 3.2","1BFC4B200124920F4319CFDA0AC6803A4E2CA375C3FD8745F4376DD38D94C15A"]
["Version 3.001 Issued on 15-04-2024","000376","Current","Single Element Electricity Metering Equipment","1028","D700","01","05","D7000105","05150509","SMETS V4.2","GBCS Version 3.2","4587EB7519DEA887308A15C17F8232D21D54AD7F5492DE5A2D52E968D4090A7E"]
["Version 3.001 Issued on 15-04-2024","000377","Current","Communications Hub","1031","C7A1","02","01","C7A10201","C7A10001","SMETS V1.2","GBCS Version 0.0",""]
["Version 3.001 Issued on 15-04-2024","000378","Current","Single Element Electricity Metering Equipment","1031","C0A1","01","02","C0A10102","C0A10001","SMETS V1.2","GBCS Version 0.0",""]
["Version 3.001 Issued on 15-04-2024","000379","Current","Gas Smart Meter","1031","C4A1","05","01","C4A10501","C4A10001","SMETS V1.2","GBCS Version 0.0",""]
["Version 3.001 Issued on 15-04-2024","000380","Current","Pre-Payment Interface Device","1031","C6A2","02","01","C6A20201","C6A20001","SMETS V1.2","GBCS Version 0.0",""]
["Version 3.001 Issued on 15-04-2024","000381","Current","Communications Hub","106C","4332","00","CD","433200CD","20C0C760","CHTS V1.1","GBCS Version 2.0","DEDDD6384631F49CC68C93510C16665F5E118676F4061FC7496FA24F436AE9FE"]
["Version 3.001 Issued on 15-04-2024","000382","Current","Pre-Payment Interface Device","10E0","0002","00","02","00020002","00011200","SMETS V1.2","GBCS Version 0.0",""]
["Version 3.001 Issued on 15-04-2024","000383","Current","Communications Hub","118F","1101","10","11","11011011","0003030D","SMETS V1.2","GBCS Version 0.0","4351D40B04781E8277799527475621E815099DBC68ECE969238EC078A370D1D8"]
["Version 3.001 Issued on 15-04-2024","000384","Current","Single Element Electricity Metering Equipment","118F","0002","02","00","00020200","00030306","SMETS V1.2","GBCS Version 0.0","B61C5722EFB73CAF489F4A4513A30CB544A5CE35ABC0EB75A4E6336CB3FCB9A3"]
["Version 3.001 Issued on 15-04-2024","000385","Current","Gas Smart Meter","1015","09B3","1F","00","09B31F00","2403062A","SMETS V1.2","GBCS Version 0.0","0874800CD9C2DE268B0CAE2F4BBC42A6B13D099DA39E853905F4760D22E2B3DE"]
["Version 3.001 Issued on 15-04-2024","000386","Current","Single Element Electricity Metering Equipment","118F","0000","03","01","00000301","00070602","SMETS V4.2","GBCS Version 3.2","51F3B57AC7384EE9FE4BC221AFDB5468EF1071479D650A61A2337A480CB41806"]
["Version 3.001 Issued on 15-04-2024","000387","Current","Single Element Electricity Metering Equipment","118F","0000","04","01","00000401","00070602","SMETS V4.2","GBCS Version 3.2","51F3B57AC7384EE9FE4BC221AFDB5468EF1071479D650A61A2337A480CB41806"]
["Version 3.001 Issued on 15-04-2024","000388","Current","Polyphase Electricity Metering Equipment","118F","0000","06","01","00000601","00070602","SMETS V4.2","GBCS Version 3.2","51F3B57AC7384EE9FE4BC221AFDB5468EF1071479D650A61A2337A480CB41806"]
["Version 3.001 Issued on 15-04-2024","000389","Current","Polyphase Electricity Metering Equipment","118F","0000","07","01","00000701","00070602","SMETS V4.2","GBCS Version 3.2","51F3B57AC7384EE9FE4BC221AFDB5468EF1071479D650A61A2337A480CB41806"]
["Version 3.001 Issued on 15-04-2024","000390","Current","Polyphase Electricity Metering Equipment","118F","0000","08","01","00000801","00070602","SMETS V4.2","GBCS Version 3.2","51F3B57AC7384EE9FE4BC221AFDB5468EF1071479D650A61A2337A480CB41806"]
["Version 3.001 Issued on 15-04-2024","000391","Current","Single Element Electricity Metering Equipment","118F","0000","02","07","00000207","00070602","SMETS V4.2","GBCS Version 3.2","51F3B57AC7384EE9FE4BC221AFDB5468EF1071479D650A61A2337A480CB41806"]
["Version 3.001 Issued on 15-04-2024","000392","Current","Single Element Electricity Metering Equipment","118F","0000","01","07","00000107","00070602","SMETS V4.2","GBCS Version 3.2","51F3B57AC7384EE9FE4BC221AFDB5468EF1071479D650A61A2337A480CB41806"]
["Version 3.001 Issued on 15-04-2024","000393","Current","Single Element Electricity Metering Equipment","118F","0000","01","00","00000100","00070602","SMETS V4.2","GBCS Version 3.2","51F3B57AC7384EE9FE4BC221AFDB5468EF1071479D650A61A2337A480CB41806"]
["Version 3.001 Issued on 15-04-2024","000394","Current","Pre-Payment Interface Device","1090","0003","01","00","00030100","10210900","SMETS V1.2","GBCS Version 0.0",""]
["Version 3.001 Issued on 15-04-2024","000395","Current","Pre-Payment Interface Device","1090","0003","01","00","00030100","10210949","SMETS V1.2","GBCS Version 0.0",""]
["Version 3.001 Issued on 15-04-2024","000396","Current","Gas Smart Meter","1057","0574","01","01","05740101","00005089","SMETS V1.2","GBCS Version 0.0","D5BB66E56FC6EAEB2207F3E43073D8CA3D5423D51031868C97A4EFBF37198D74"]
["Version 3.001 Issued on 15-04-2024","000397","Current","Gas Smart Meter","1015","09B3","1F","00","09B31F00","22030629","SMETS V1.2","GBCS Version 0.0","E023F32D5C4E5C8C06C7945F1D46A2EAF4790948395487C2F161F984F654F468"]
["Version 3.001 Issued on 15-04-2024","000398","Current","Pre-Payment Interface Device","1090","0007","01","00","00070100","04070700","SMETS V4.2","GBCS Version 3.2",""]
["Version 3.001 Issued on 15-04-2024","000399","Current","Pre-Payment Interface Device","10E0","0003","05","00","00030500","00000404","SMETS V1.2","GBCS Version 0.0",""]
["Version 3.001 Issued on 15-04-2024","000400","Current","Pre-Payment Interface Device","10E0","0003","05","00","00030500","00000501","SMETS V1.2","GBCS Version 0.0",""]
["Version 3.001 Issued on 15-04-2024","000401","Current","Pre-Payment Interface Device","10E0","0001","01","00","00010100","00000007","SMETS V1.2","GBCS Version 0.0",""]
["Version 3.001 Issued on 15-04-2024","000402","Current","Pre-Payment Interface Device","10E0","0001","01","00","00010100","0000000B","SMETS V1.2","GBCS Version 0.0",""]
["Version 3.001 Issued on 15-04-2024","000403","Current","Pre-Payment Interface Device","10E0","0001","01","00","00010100","0000000E","SMETS V1.2","GBCS Version 0.0",""]
["Version 3.001 Issued on 15-04-2024","000404","Current","Pre-Payment Interface Device","10E0","0001","01","00","00010100","0000000F","SMETS V1.2","GBCS Version 0.0",""]
["Version 3.001 Issued on 15-04-2024","000405","Current","Pre-Payment Interface Device","10E0","0001","01","00","00010100","00010100","SMETS V1.2","GBCS Version 0.0",""]
["Version 3.001 Issued on 15-04-2024","000406","Current","Pre-Payment Interface Device","10E0","0001","01","00","00010100","00020300","SMETS V1.2","GBCS Version 0.0",""]
["Version 3.001 Issued on 15-04-2024","000407","Current","Pre-Payment Interface Device","10E0","0003","05","00","00030500","00020800","SMETS V1.2","GBCS Version 0.0",""]
["Version 3.001 Issued on 15-04-2024","000408","Current","Pre-Payment Interface Device","10E0","0003","05","00","00030500","00020A00","SMETS V1.2","GBCS Version 0.0",""]
["Version 3.001 Issued on 15-04-2024","000409","Current","Pre-Payment Interface Device","1128","0003","01","02","00030102","FF670000","SMETS V1.2","GBCS Version 0.0",""]
["Version 3.001 Issued on 15-04-2024","000410","Current","Pre-Payment Interface Device","1128","0003","01","02","00030102","FF6F0000","SMETS V1.2","GBCS Version 0.0",""]
["Version 3.001 Issued on 15-04-2024","000411","Current","Pre-Payment Interface Device","1128","0003","01","02","00030102","FF730000","SMETS V1.2","GBCS Version 0.0",""]
["Version 3.001 Issued on 15-04-2024","000412","Current","Pre-Payment Interface Device","1128","0003","01","02","00030102","005B0000","SMETS V1.2","GBCS Version 0.0",""]
["Version 3.001 Issued on 15-04-2024","000413","Current","Pre-Payment Interface Device","1128","0003","01","02","00030102","00870000","SMETS V1.2","GBCS Version 0.0",""]
["Version 3.001 Issued on 15-04-2024","000414","Current","Pre-Payment Interface Device","1128","0003","01","02","00030102","00AF0000","SMETS V1.2","GBCS Version 0.0",""]
["Version 3.001 Issued on 15-04-2024","000415","Current","Communications Hub","1086","5531","04","00","55310400","0C230000","CHTS V1.1","GBCS Version 2.1","313CB286B1D872D9A70412BFADFEC55E788993B807CB3CEE211A745D3D325DBF"]
["Version 3.001 Issued on 15-04-2024","000416","Current","Communications Hub","1086","5532","04","00","55320400","0C230000","CHTS V1.1","GBCS Version 2.1","313CB286B1D872D9A70412BFADFEC55E788993B807CB3CEE211A745D3D325DBF"]
["Version 3.001 Issued on 15-04-2024","000417","Current","Communications Hub","1086","5534","04","00","55340400","0C230000","CHTS V1.1","GBCS Version 2.1","313CB286B1D872D9A70412BFADFEC55E788993B807CB3CEE211A745D3D325DBF"]
["Version 3.001 Issued on 15-04-2024","000418","Current","Pre-Payment Interface Device","1090","0008","01","00","00080100","05070100","SMETS V4.2","GBCS Version 3.2",""]
["Version 3.001 Issued on 15-04-2024","000419","Current","Single Element Electricity Metering Equipment","1125","3132","41","31","31324131","12099716","SMETS V2.0","GBCS Version 1.1","54DD179B44A2635C9C96A6D42DDCE5193C42D2B3907A56AEECE9C6EFB5D767D1"]
["Version 3.001 Issued on 15-04-2024","000420","Current","Single Element Electricity Metering Equipment","1125","3133","43","30","31334330","12099716","SMETS V2.0","GBCS Version 1.1","54DD179B44A2635C9C96A6D42DDCE5193C42D2B3907A56AEECE9C6EFB5D767D1"]
["Version 3.001 Issued on 15-04-2024","000421","Current","Pre-Payment Interface Device","10E0","000C","00","01","000C0001","00010302","SMETS V4.2","GBCS Version 3.2",""]
["Version 3.001 Issued on 15-04-2024","000422","Current","HAN Connected Auxiliary Load Control Switch","119A","0001","02","2A","0001022A","01000009","SMETS V4.2","GBCS Version 3.2",""]
["Version 3.001 Issued on 15-04-2024","000423","Current","Pre-Payment Interface Device","10E0","0003","05","00","00030500","00020500","SMETS V1.2","GBCS Version 0.0",""]
["Version 3.001 Issued on 15-04-2024","000424","Current","Pre-Payment Interface Device","10E0","0001","01","00","00010100","00000009","SMETS V1.2","GBCS Version 0.0",""]
["Version 3.001 Issued on 15-04-2024","000425","Current","Pre-Payment Interface Device","1090","0007","01","00","00070100","01170001","SMETS V1.2","GBCS Version 0.0",""]
["Version 3.001 Issued on 15-04-2024","000426","Current","Pre-Payment Interface Device","1090","0007","01","00","00070100","04040001","SMETS V1.2","GBCS Version 0.0",""]
["Version 3.001 Issued on 15-04-2024","000427","Current","Pre-Payment Interface Device","1090","0007","01","00","00070100","01140001","SMETS V1.2","GBCS Version 0.0",""]
["Version 3.001 Issued on 15-04-2024","000428","Current","Communications Hub","1057","0110","00","07","01100007","2EDBF707","SMETS V1.2","GBCS Version 0.0","D30FF86EF17E1062765A3CE25A76A38C4D482087AB91714174235E9EA7A55694"]
["Version 3.001 Issued on 15-04-2024","000429","Current","Communications Hub","1057","0110","00","07","01100007","2EDBE507","SMETS V1.2","GBCS Version 0.0","FE6FD29BEC80CCC9B71797F24EC46F37C1D0B7B4FEED24CBF7F8F1A7948C2911"]
["Version 3.001 Issued on 15-04-2024","000430","Current","Pre-Payment Interface Device","10E0","0008","08","00","00080800","00030000","SMETS V4.2","GBCS Version 3.2",""]
["Version 3.001 Issued on 15-04-2024","000431","Current","Pre-Payment Interface Device","10E0","000F","00","01","000F0001","00010000","SMETS V4.2","GBCS Version 3.2",""]
["Version 3.001 Issued on 15-04-2024","000432","Current","Gas Smart Meter","106C","10F2","A1","00","10F2A100","0309B610","SMETS V4.2","GBCS Version 3.2","D1AC82C46A70B63CF3F44C509F195BE9F40A7053586916F61341D98B13B25EEC"]
["Version 3.001 Issued on 15-04-2024","000433","Current","Single Element Electricity Metering Equipment","1057","0000","02","01","00000201","09024007","SMETS V4.2","GBCS Version 3.2","FA1BC995B0D7193915551F492CCF4F3464AF8A528AB54350EAD9934C8975A6B9"]
["Version 3.001 Issued on 15-04-2024","000434","Current","Gas Smart Meter","1028","C901","A5","00","C901A500","0309B600","SMETS V4.2","GBCS Version 3.2","B7385BA14FBAEDD9C2672BA225F422D9393FD0957E38353EE7FAC5D85C4431DC"]
["Version 3.001 Issued on 15-04-2024","000435","Current","Single Element Electricity Metering Equipment","1063","0005","02","03","00050203","38040106","SMETS V4.2","GBCS Version 3.2","B7D118B7030CE67D9CE43816E39B8F784DB1182888513ACAB69B8126E4016B1E"]
["Version 3.001 Issued on 15-04-2024","000436","Current","Gas Smart Meter","1063","4782","01","01","47820101","15015131","SMETS V4.2","GBCS Version 3.2","9B7D515D0F0176FE1AAC211B1862E5E726502D4B65B081BEEDF903BBDFABBE65"]
["Version 3.001 Issued on 15-04-2024","000437","Current","Gas Smart Meter","1192","1111","11","11","11111111","01C000D0","SMETS V4.2","GBCS Version 3.2","20DA45A45AB55AFF3E063D8FA0AB81175C5F204A79A9A881C0B0FD9AA74A8573"]
["Version 3.001 Issued on 15-04-2024","000438","Current","Gas Smart Meter","1192","1111","12","11","11111211","01C000D0","SMETS V4.2","GBCS Version 3.2","20DA45A45AB55AFF3E063D8FA0AB81175C5F204A79A9A881C0B0FD9AA74A8573"]
["Version 3.001 Issued on 15-04-2024","000439","Current","Gas Smart Meter","123E","0000","03","00","00000300","04080605","SMETS V4.2","GBCS Version 3.2","9E3988AB52C3AC27C756F4B4C81FFEF9DDFC173EEB7C0C423B5C02D1D8B8B0EF"]
["Version 3.001 Issued on 15-04-2024","000440","Current","Gas Smart Meter","123E","0000","09","00","00000900","04080605","SMETS V4.2","GBCS Version 3.2","9E3988AB52C3AC27C756F4B4C81FFEF9DDFC173EEB7C0C423B5C02D1D8B8B0EF"]
["Version 3.001 Issued on 15-04-2024","000441","Current","Pre-Payment Interface Device","1031","C6A1","01","01","C6A10101","C6A10002","SMETS V1.2","GBCS Version 0.0",""]
["Version 3.001 Issued on 15-04-2024","000442","Current","Pre-Payment Interface Device","1031","C6A1","01","01","C6A10101","C6A10003","SMETS V1.2","GBCS Version 0.0",""]
["Version 3.001 Issued on 15-04-2024","000443","Current","Pre-Payment Interface Device","1031","C6A1","01","01","C6A10101","C6A10004","SMETS V1.2","GBCS Version 0.0",""]
["Version 3.001 Issued on 15-04-2024","000444","Current","Pre-Payment Interface Device","1031","C6A1","01","01","C6A10101","C6A10006","SMETS V1.2","GBCS Version 0.0",""]
["Version 3.001 Issued on 15-04-2024","000445","Current","Pre-Payment Interface Device","1031","C6A1","01","01","C6A10101","C6A10009","SMETS V1.2","GBCS Version 0.0",""]
["Version 3.001 Issued on 15-04-2024","000446","Current","Pre-Payment Interface Device","1031","C6A2","02","01","C6A20201","C6A20FFD","SMETS V1.2","GBCS Version 0.0",""]
["Version 3.001 Issued on 15-04-2024","000447","Current","Pre-Payment Interface Device","1031","C6A2","02","01","C6A20201","C6A20FFE","SMETS V1.2","GBCS Version 0.0",""]
["Version 3.001 Issued on 15-04-2024","000448","Current","Pre-Payment Interface Device","1031","C6A2","02","01","C6A20201","C6A20FFF","SMETS V1.2","GBCS Version 0.0",""]
["Version 3.001 Issued on 15-04-2024","000449","Current","Pre-Payment Interface Device","1031","C6A1","01","01","C6A10101","C6A1000B","SMETS V1.2","GBCS Version 0.0",""]
["Version 3.001 Issued on 15-04-2024","000450","Current","Pre-Payment Interface Device","1031","C6A3","03","01","C6A30301","C6A30003","SMETS V1.2","GBCS Version 0.0",""]
["Version 3.001 Issued on 15-04-2024","000451","Current","Communications Hub","1031","C7A1","01","01","C7A10101","C7A10001","SMETS V1.2","GBCS Version 0.0",""]
["Version 3.001 Issued on 15-04-2024","000452","Current","Single Element Electricity Metering Equipment","1031","C0A1","01","01","C0A10101","C0A10001","SMETS V1.2","GBCS Version 0.0",""]
["Version 3.001 Issued on 15-04-2024","000453","Current","Communications Hub","1086","5431","22","52","54312252","0C240000","CHTS V1.1","GBCS Version 2.1","401D84FEF2AC2379AEBBE023FC5A80AB7706C30679D720FEB6AA39BF9E0C56AE"]
["Version 3.001 Issued on 15-04-2024","000454","Current","Communications Hub","1086","5431","1F","52","54311F52","0C240000","CHTS V1.1","GBCS Version 2.1","401D84FEF2AC2379AEBBE023FC5A80AB7706C30679D720FEB6AA39BF9E0C56AE"]
["Version 3.001 Issued on 15-04-2024","000455","Current","Communications Hub","1086","5432","23","52","54322352","0C240000","CHTS V1.1","GBCS Version 2.1","401D84FEF2AC2379AEBBE023FC5A80AB7706C30679D720FEB6AA39BF9E0C56AE"]
["Version 3.001 Issued on 15-04-2024","000456","Current","Communications Hub","1086","5432","20","52","54322052","0C240000","CHTS V1.1","GBCS Version 2.1","401D84FEF2AC2379AEBBE023FC5A80AB7706C30679D720FEB6AA39BF9E0C56AE"]
["Version 3.001 Issued on 15-04-2024","000457","Current","Communications Hub","1086","5434","24","52","54342452","0C240000","CHTS V1.1","GBCS Version 2.1","401D84FEF2AC2379AEBBE023FC5A80AB7706C30679D720FEB6AA39BF9E0C56AE"]
["Version 3.001 Issued on 15-04-2024","000458","Current","Communications Hub","1086","5434","21","52","54342152","0C240000","CHTS V1.1","GBCS Version 2.1","401D84FEF2AC2379AEBBE023FC5A80AB7706C30679D720FEB6AA39BF9E0C56AE"]
["Version 3.001 Issued on 15-04-2024","000459","Current","Pre-Payment Interface Device","10E0","000D","00","01","000D0001","00000300","SMETS V4.2","GBCS Version 3.2",""]
["Version 3.001 Issued on 15-04-2024","000460","Current","Communications Hub","118F","1101","10","11","11011011","0003030E","SMETS V1.2","GBCS Version 0.0","1DD5518D977E7706EE9BB37F1C3AFD184BC70BAE0F42052AD029ED53A9CB8FF4"]
["Version 3.001 Issued on 15-04-2024","000461","Current","Pre-Payment Interface Device","10E0","0009","01","00","00090100","00020100","SMETS V4.2","GBCS Version 3.2",""]
["Version 3.001 Issued on 15-04-2024","000462","Current","Polyphase Electricity Metering Equipment","106C","30E5","A1","00","30E5A100","0320B710","SMETS V4.2","GBCS Version 3.2","D3B4B31B58E5B3F0754DC123C3F03A26908EFEA030F3ACE1043B1C15076EB243"]
["Version 3.001 Issued on 15-04-2024","000463","Current","Single Element Electricity Metering Equipment","1063","0005","02","03","00050203","38040200","SMETS V4.2","GBCS Version 3.2","E581AE218CFB22BEC8575960A6B7B3CF65EA2D4805499D6D7FB10FDE281F1D77"]
["Version 3.001 Issued on 15-04-2024","000464","Current","Single Element Electricity Metering Equipment","1063","0005","02","02","00050202","38040200","SMETS V4.2","GBCS Version 3.2","E581AE218CFB22BEC8575960A6B7B3CF65EA2D4805499D6D7FB10FDE281F1D77"]
["Version 3.001 Issued on 15-04-2024","000465","Current","Pre-Payment Interface Device","10E0","000E","00","01","000E0001","00020100","SMETS V4.2","GBCS Version 3.2",""]
["Version 3.001 Issued on 15-04-2024","000466","Current","Single Element Electricity Metering Equipment","1125","3132","41","31","31324131","15101217","SMETS V4.2","GBCS Version 3.2","C66AA99FC71323812CA95E8E64602B204651B10BB878ADEA9DB1AB8B4F4CCF21"]
["Version 3.001 Issued on 15-04-2024","000467","Current","Single Element Electricity Metering Equipment","1125","3133","43","30","31334330","15101217","SMETS V4.2","GBCS Version 3.2","C66AA99FC71323812CA95E8E64602B204651B10BB878ADEA9DB1AB8B4F4CCF21"]
["Version 3.001 Issued on 15-04-2024","000468","Current","Single Element Electricity Metering Equipment","1063","0003","02","01","00030201","24040200","SMETS V4.2","GBCS Version 3.2","11BB173E97E3191B3E0591010D9670D180D547F9D313ED490C04CCAB435EF41D"]
["Version 3.001 Issued on 15-04-2024","000469","Current","Single Element Electricity Metering Equipment","1063","0003","02","02","00030202","24040200","SMETS V4.2","GBCS Version 3.2","11BB173E97E3191B3E0591010D9670D180D547F9D313ED490C04CCAB435EF41D"]
["Version 3.001 Issued on 15-04-2024","000470","Current","Pre-Payment Interface Device","1090","0007","02","00","00070200","05080000","SMETS V4.2","GBCS Version 3.2",""]
["Version 3.001 Issued on 15-04-2024","000471","Current","Gas Smart Meter","1057","0575","01","02","05750102","00020C05","SMETS V4.2","GBCS Version 3.2","6DA7A2D15F47CC966B132F9D1EC269D27B960411637ED1F30B0C57B928BA1A11"]
["Version 3.001 Issued on 15-04-2024","000472","Current","Single Element Electricity Metering Equipment","1057","0000","01","01","00000101","09014009","SMETS V4.2","GBCS Version 3.2","12D6E4D6F733366D132A6444294A5217AF8E6315CD8C33BD6E888C9D3137CA84"]
["Version 3.001 Issued on 15-04-2024","000473","Current","Single Element Electricity Metering Equipment","1057","0000","02","01","00000201","09024009","SMETS V4.2","GBCS Version 3.2","7DB352A5323342426BBB409647019558418DAD393B6C7DF486E13E98AA2C1BA6"]
["Version 3.001 Issued on 15-04-2024","000474","Current","Single Element Electricity Metering Equipment","1057","0000","01","01","00000101","0135F424","SMETS V4.2","GBCS Version 3.2","C20D776A9708746AA49961FDD9AAD96BDD01142C8BEBE411D2EC9BA1779595C7"]
["Version 3.001 Issued on 15-04-2024","000475","Current","Single Element Electricity Metering Equipment","1057","0000","02","01","00000201","0235F424","SMETS V4.2","GBCS Version 3.2","A7CC534E261134C16DB090BEC9CD0E197131300FF4E90D1F1981607BAF8A8DAF"]
["Version 3.001 Issued on 15-04-2024","000476","Current","Single Element Electricity Metering Equipment","1057","0000","01","01","00000101","09014007","SMETS V4.2","GBCS Version 3.2","C0BBC998AE8BE3A1ECFCE1F8B0E3AE12820324E956990020540F09F0D8E34726"]
["Version 3.001 Issued on 15-04-2024","000477","Current","Single Element Electricity Metering Equipment","1031","A0A1","01","3D","A0A1013D","06000000","SMETS V4.2","GBCS Version 3.2","B56C2F4E06A7C0F439F0DFB0B6BD15A85BC86F2B23DE2606070DB46446D8C62F"]
["Version 3.001 Issued on 15-04-2024","000478","Current","Gas Smart Meter","1031","B0A1","01","44","B0A10144","06000000","SMETS V4.2","GBCS Version 3.2","E4E8CD317CDAA03F277AA5EFC92F028D105CC855ED72081312ACE0693E0BB7B0"]
["Version 3.001 Issued on 15-04-2024","000479","Current","Pre-Payment Interface Device","1090","0007","01","00","00070100","05080000","SMETS V4.2","GBCS Version 3.2",""]
["Version 3.001 Issued on 15-04-2024","000480","Current","Pre-Payment Interface Device","1128","0005","01","01","00050101","02000000","SMETS V4.2","GBCS Version 3.2",""]
["Version 3.001 Issued on 15-04-2024","000481","Current","Communications Hub","106C","4332","00","CD","433200CD","20D0D3F6","CHTS V1.1","GBCS Version 2.1","D2EF0AAB0CA8CD06F1F1FBDB70F666F296A00C9FE0BB9E4908FD7F6F569D3A6F"]
["Version 3.001 Issued on 15-04-2024","000482","Current","Gas Smart Meter","1015","09B3","32","00","09B33200","13030A0A","SMETS V4.2","GBCS Version 3.2","62BCF46B8D4D6D375FCC41C5A811AA225F46005A5CEE1781C0D744480A62563F"]
["Version 3.001 Issued on 15-04-2024","000483","Current","Gas Smart Meter","1015","09B3","37","00","09B33700","13030A0A","SMETS V4.2","GBCS Version 3.2","62BCF46B8D4D6D375FCC41C5A811AA225F46005A5CEE1781C0D744480A62563F"]
["Version 3.001 Issued on 15-04-2024","000484","Current","Gas Smart Meter","1028","C901","A5","00","C901A500","0309B620","SMETS V4.2","GBCS Version 3.2","81E44058326FBEF1DF2C1B87F3ECFF2ECD9F0632B29370090B0F5A23D15C3FC7"]
["Version 3.001 Issued on 15-04-2024","000485","Current","Pre-Payment Interface Device","10E0","000D","00","01","000D0001","00010000","SMETS V4.2","GBCS Version 3.2",""]
["Version 3.001 Issued on 15-04-2024","000486","Current","Single Element Electricity Metering Equipment","1028","D700","01","03","D7000103","051A0509","SMETS V4.2","GBCS Version 3.2","B47DA9B5E46B77CFD1C07C2A2F8CFDEAE9A12A539EEA52D4EF9E3A98676D75EE"]
["Version 3.001 Issued on 15-04-2024","000487","Current","Single Element Electricity Metering Equipment","1028","D700","01","05","D7000105","051A0509","SMETS V4.2","GBCS Version 3.2","B47DA9B5E46B77CFD1C07C2A2F8CFDEAE9A12A539EEA52D4EF9E3A98676D75EE"]
["Version 3.001 Issued on 15-04-2024","000488","Current","Gas Smart Meter","123E","0001","06","00","00010600","01060605","SMETS V4.2","GBCS Version 3.2","56E7ADF70152FB1A90ABE3080FCB99A2DF557AEED70C812728E2FDA6876D5F4F"]
["Version 3.001 Issued on 15-04-2024","000489","Removed","Gas Smart Meter","123E","0001","06","00","00010600","01160605","SMETS V4.2","GBCS Version 3.2","F78E2B9062F7450F39B4F02727496C405A06E4C320C56EE59C1203C553C3F1AF"]
["Version 3.001 Issued on 15-04-2024","000490","Current","Gas Smart Meter","106C","10F3","A1","00","10F3A100","0389B800","SMETS V4.2","GBCS Version 3.2","56AB84E35793CA9F9D889950F01B0F1D8F6ABA726647B76B8840F07235A8DF37"]
["Version 3.001 Issued on 15-04-2024","000491","Current","Gas Smart Meter","1057","0575","01","01","05750101","00020C07","SMETS V4.2","GBCS Version 3.2","8CD0BD39467587792A762E281D69EB827A3B95B149E5C38D91733067DCE519E8"]
["Version 3.001 Issued on 15-04-2024","000492","Current","Gas Smart Meter","1057","0575","01","02","05750102","00020C07","SMETS V4.2","GBCS Version 3.2","8CD0BD39467587792A762E281D69EB827A3B95B149E5C38D91733067DCE519E8"]
["Version 3.001 Issued on 15-04-2024","000493","Current","Pre-Payment Interface Device","10E0","0009","01","00","00090100","00020200","SMETS V4.2","GBCS Version 3.2",""]
["Version 3.001 Issued on 15-04-2024","000494","Current","Pre-Payment Interface Device","1090","000A","01","00","000A0100","06020000","SMETS V4.2","GBCS Version 3.2",""]
["Version 3.001 Issued on 15-04-2024","000495","Current","Pre-Payment Interface Device","1128","0006","01","01","00060101","01000000","SMETS V4.2","GBCS Version 3.2",""]
["Version 3.001 Issued on 15-04-2024","000496","Current","Pre-Payment Interface Device","1090","0003","01","00","00030100","2001093D","SMETS V1.2","GBCS Version 0.0",""]
["Version 3.001 Issued on 15-04-2024","000497","Current","Single Element Electricity Metering Equipment","1063","0002","01","01","00020101","23070100","SMETS V1.2","GBCS Version 0.0",""]
["Version 3.001 Issued on 15-04-2024","000498","Current","Gas Smart Meter","1063","4771","00","01","47710001","03020168","SMETS V1.2","GBCS Version 0.0","248B5DB0834D6D0E674DDC59859F0A6D3FBC9BF04ACCE15618020703A7755D63"]
["Version 3.001 Issued on 15-04-2024","000499","Current","Communications Hub","10C7","0003","02","00","00030200","22080000","SMETS V1.2","GBCS Version 0.0",""]
["Version 3.001 Issued on 15-04-2024","000500","Current","Pre-Payment Interface Device","1128","0007","01","01","00070101","01000000","SMETS V4.2","GBCS Version 3.2",""]
["Version 3.001 Issued on 15-04-2024","000501","Current","Single Element Electricity Metering Equipment","1125","3132","41","31","31324131","15101317","SMETS V4.2","GBCS Version 3.2","B0A8CCD72391CE3F181F69D6A6FF32CCDD36BC916D881DDCC2AA3504A2D64CB7"]
["Version 3.001 Issued on 15-04-2024","000502","Current","Single Element Electricity Metering Equipment","1125","3133","43","30","31334330","15101317","SMETS V4.2","GBCS Version 3.2","B0A8CCD72391CE3F181F69D6A6FF32CCDD36BC916D881DDCC2AA3504A2D64CB7"]
["Version 3.001 Issued on 15-04-2024","000503","Current","Gas Smart Meter","1057","0575","01","01","05750101","00020C05","SMETS V4.2","GBCS Version 3.2","6DA7A2D15F47CC966B132F9D1EC269D27B960411637ED1F30B0C57B928BA1A11"]
["Version 3.001 Issued on 15-04-2024","000504","Current","Pre-Payment Interface Device","10E0","0011","01","00","00110100","00010000","SMETS V4.2","GBCS Version 3.2",""]
["Version 3.001 Issued on 15-04-2024","000505","Current","Gas Smart Meter","1028","C902","A5","00","C902A500","0389B820","SMETS V4.2","GBCS Version 3.2","1A6D08ACF674737EF1362D1E792F9C081CFE72F8488BFA3FCCF29866C8D0BDB8"]
["Version 3.001 Issued on 15-04-2024","000506","Current","Polyphase Electricity Metering Equipment","106C","30E5","A1","00","30E5A100","0320B720","SMETS V4.2","GBCS Version 3.2","237EC5461DC3A9BF34823CB6CDE4F1F6E0310CB48EB60745ECD98955BBB0D4C0"]
["Version 3.001 Issued on 15-04-2024","000507","Current","Gas Smart Meter","1192","1111","11","11","11111111","01C100D1","SMETS V4.2","GBCS Version 3.2","618B559F3198698C92D538BE1648995402EE0124FB09A508B32E1AA7B4B5E003"]
["Version 3.001 Issued on 15-04-2024","000508","Current","Gas Smart Meter","1192","1111","12","11","11111211","01C100D1","SMETS V4.2","GBCS Version 3.2","618B559F3198698C92D538BE1648995402EE0124FB09A508B32E1AA7B4B5E003"]
["Version 3.001 Issued on 15-04-2024","000509","Current","Communications Hub","106C","4331","00","AC","433100AC","2030D680","CHTS V1.1","GBCS Version 2.1","C05F2E55BEE86408AAA3F436F0D72F89ABD1C3D5652316D4BF1E93F97CC9D1E5"]
["Version 3.001 Issued on 15-04-2024","000510","Current","Communications Hub","106C","4331","00","AD","433100AD","2030D680","CHTS V1.1","GBCS Version 2.1","C05F2E55BEE86408AAA3F436F0D72F89ABD1C3D5652316D4BF1E93F97CC9D1E5"]
["Version 3.001 Issued on 15-04-2024","000511","Current","Communications Hub","106C","4331","00","AE","433100AE","2030D680","CHTS V1.1","GBCS Version 2.1","C05F2E55BEE86408AAA3F436F0D72F89ABD1C3D5652316D4BF1E93F97CC9D1E5"]
["Version 3.001 Issued on 15-04-2024","000512","Current","Pre-Payment Interface Device","1128","0005","01","01","00050101","02010000","SMETS V4.2","GBCS Version 3.2",""]
["Version 3.001 Issued on 15-04-2024","000513","Current","Pre-Payment Interface Device","1128","0007","01","01","00070101","01080000","SMETS V4.2","GBCS Version 3.2",""]
["Version 3.001 Issued on 15-04-2024","000514","Current","Pre-Payment Interface Device","1128","0006","01","01","00060101","01080000","SMETS V4.2","GBCS Version 3.2",""]
["Version 3.001 Issued on 15-04-2024","000515","Current","Single Element Electricity Metering Equipment","118F","0002","02","00","00020200","00030307","SMETS V1.2","GBCS Version 0.0","9048C9B889FB5DC9C1D07BA15D952FF00DA0623FDE17AC67B7A429601AF92B66"]
["Version 3.001 Issued on 15-04-2024","000516","Current","Pre-Payment Interface Device","1090","0003","01","00","00030100","10210300","SMETS V1.2","GBCS Version 0.0",""]
["Version 3.001 Issued on 15-04-2024","000517","Current","Pre-Payment Interface Device","1090","0003","01","00","00030100","10210302","SMETS V1.2","GBCS Version 0.0",""]
["Version 3.001 Issued on 15-04-2024","000518","Current","Pre-Payment Interface Device","1090","0003","01","00","00030100","10210303","SMETS V1.2","GBCS Version 0.0",""]
["Version 3.001 Issued on 15-04-2024","000519","Current","Single Element Electricity Metering Equipment","1028","D700","01","03","D7000103","045D0509","SMETS V4.2","GBCS Version 3.2","637908C62A2998257131E7852D3DE077C6023E589719FBD63998E4098B922694"]
["Version 3.001 Issued on 15-04-2024","000520","Current","Single Element Electricity Metering Equipment","1028","D700","01","03","D7000103","04990509","SMETS V4.2","GBCS Version 3.2","DC708D5240A4C2D62E1AD58629D824D3DEE8FF65322159734A3370BB9A713270"]
["Version 3.001 Issued on 15-04-2024","000521","Current","Single Element Electricity Metering Equipment","1063","0005","02","02","00050202","38040202","SMETS V4.2","GBCS Version 3.2","149F2BD9986FDEB47EBFB54692050D534E065A2771C7C3BCDF0007CD4BFB3391"]
["Version 3.001 Issued on 15-04-2024","000522","Current","Single Element Electricity Metering Equipment","1063","0005","02","03","00050203","38040202","SMETS V4.2","GBCS Version 3.2","149F2BD9986FDEB47EBFB54692050D534E065A2771C7C3BCDF0007CD4BFB3391"]
["Version 3.001 Issued on 15-04-2024","000523","Current","Pre-Payment Interface Device","1090","0009","01","00","00090100","05070100","SMETS V4.2","GBCS Version 3.2",""]
["Version 3.001 Issued on 15-04-2024","000524","Current","Pre-Payment Interface Device","10E0","0001","01","00","00010100","00010000","SMETS V1.2","GBCS Version 0.0",""]
["Version 3.001 Issued on 15-04-2024","000525","Current","Pre-Payment Interface Device","10E0","0011","01","00","00110100","00010500","SMETS V4.2","GBCS Version 3.2",""]
["Version 3.001 Issued on 15-04-2024","000526","Current","Pre-Payment Interface Device","10E0","0012","01","00","00120100","00010500","SMETS V4.2","GBCS Version 3.2",""]
["Version 3.001 Issued on 15-04-2024","000527","Current","Single Element Electricity Metering Equipment","106C","10E2","A1","00","10E2A100","0314B700","SMETS V4.2","GBCS Version 3.2","2F98ED68A4FFBA3BC1064C0C3A56AF86F9AAFD054FAE75B0B57F01D86A59E5B5"]
["Version 3.001 Issued on 15-04-2024","000528","Current","Single Element Electricity Metering Equipment","106C","12E2","A1","00","12E2A100","0314B700","SMETS V4.2","GBCS Version 3.2","2F98ED68A4FFBA3BC1064C0C3A56AF86F9AAFD054FAE75B0B57F01D86A59E5B5"]
["Version 3.001 Issued on 15-04-2024","000529","Current","Single Element Electricity Metering Equipment","1028","D700","01","03","D7000103","051B0509","SMETS V4.2","GBCS Version 3.2","6DE0D6C9BB2BF9DD3DA316ACCE6F1E5898E8FF955BEFA702C9496CD2E87CA8EE"]
["Version 3.001 Issued on 15-04-2024","000530","Current","Single Element Electricity Metering Equipment","1028","D700","01","05","D7000105","051B0509","SMETS V4.2","GBCS Version 3.2","6DE0D6C9BB2BF9DD3DA316ACCE6F1E5898E8FF955BEFA702C9496CD2E87CA8EE"]
["Version 3.001 Issued on 15-04-2024","000531","Current","Polyphase Electricity Metering Equipment","1125","3332","50","31","33325031","02301419","SMETS V4.2","GBCS Version 3.2","23767552744019D02B6F5B93DFA143E9B3763FA409ACB0639B46595EE301615F"]
["Version 3.001 Issued on 15-04-2024","000532","Current","Communications Hub","1086","5531","04","00","55310400","0D000000","CHTS V1.3","GBCS Version 3.2","15996E8F1ED2AF28FB1A905C9D54DA3A9FB140D60DAB10F987EB826FB7EA48FA"]
["Version 3.001 Issued on 15-04-2024","000533","Current","Communications Hub","1086","5532","04","00","55320400","0D000000","CHTS V1.3","GBCS Version 3.2","15996E8F1ED2AF28FB1A905C9D54DA3A9FB140D60DAB10F987EB826FB7EA48FA"]
["Version 3.001 Issued on 15-04-2024","000534","Current","Communications Hub","1086","5534","04","00","55340400","0D000000","CHTS V1.3","GBCS Version 3.2","15996E8F1ED2AF28FB1A905C9D54DA3A9FB140D60DAB10F987EB826FB7EA48FA"]
["Version 3.001 Issued on 15-04-2024","000535","Current","Gas Smart Meter","1192","1111","11","11","11111111","01C200D1","SMETS V4.2","GBCS Version 3.2","2366EB86AA97A4A470A8ABF4816AECB70AC479F8019D393E589299C930835D22"]
["Version 3.001 Issued on 15-04-2024","000536","Current","Gas Smart Meter","1192","1111","12","11","11111211","01C200D1","SMETS V4.2","GBCS Version 3.2","2366EB86AA97A4A470A8ABF4816AECB70AC479F8019D393E589299C930835D22"]
["Version 3.001 Issued on 15-04-2024","000537","Current","Single Element Electricity Metering Equipment","106C","10E1","A1","00","10E1A100","0314B700","SMETS V4.2","GBCS Version 3.2","2F98ED68A4FFBA3BC1064C0C3A56AF86F9AAFD054FAE75B0B57F01D86A59E5B5"]
["Version 3.001 Issued on 15-04-2024","000538","Current","Communications Hub","10C7","0002","01","00","00020100","210E0000","SMETS V1.2","GBCS Version 0.0",""]
["Version 3.001 Issued on 15-04-2024","000539","Current","Pre-Payment Interface Device","10E0","0011","01","00","00110100","00010601","SMETS V4.2","GBCS Version 3.2",""]
["Version 3.001 Issued on 15-04-2024","000540","Current","Gas Smart Meter","106C","10F2","A1","00","10F2A100","0309B700","SMETS V4.2","GBCS Version 3.2","00E7B9EA7BB214EB551748F5C5E0737ADC33354F0AB91B91BB4D2FE185C980E7"]
["Version 3.001 Issued on 15-04-2024","000541","Current","Gas Smart Meter","1192","1112","11","11","11121111","01D01002","SMETS V4.2","GBCS Version 3.2","6B3575B72EFBD9067D31FB0EBC9AD5DD330CD02A959832611E2F6930CFF2643D"]
["Version 3.001 Issued on 15-04-2024","000542","Current","Gas Smart Meter","1192","1112","12","11","11121211","01D01002","SMETS V4.2","GBCS Version 3.2","6B3575B72EFBD9067D31FB0EBC9AD5DD330CD02A959832611E2F6930CFF2643D"]
["Version 3.001 Issued on 15-04-2024","000543","Current","Twin Element Electricity Metering Equipment","118F","0000","05","01","00000501","00070602","SMETS V4.2","GBCS Version 3.2","51F3B57AC7384EE9FE4BC221AFDB5468EF1071479D650A61A2337A480CB41806"]
["Version 3.001 Issued on 15-04-2024","000544","Current","Gas Smart Meter","1057","0575","01","01","05750101","00020C0A","SMETS V4.2","GBCS Version 3.2","49F0088D1DA71E3C4F02019F582D847286A26C1B945277738695A1ECCD9039BB"]
["Version 3.001 Issued on 15-04-2024","000545","Current","Gas Smart Meter","1057","0575","01","02","05750102","00020C0A","SMETS V4.2","GBCS Version 3.2","49F0088D1DA71E3C4F02019F582D847286A26C1B945277738695A1ECCD9039BB"]
["Version 3.001 Issued on 15-04-2024","000546","Current","Gas Smart Meter","1057","0575","01","01","05750101","00020C0C","SMETS V4.2","GBCS Version 3.2","F6B5194396A16A1F45A9E266C50207CCD20D08E64924C9F6348E4C0BC9EAE97A"]
["Version 3.001 Issued on 15-04-2024","000547","Current","Gas Smart Meter","1057","0575","01","02","05750102","00020C0C","SMETS V4.2","GBCS Version 3.2","F6B5194396A16A1F45A9E266C50207CCD20D08E64924C9F6348E4C0BC9EAE97A"]
["Version 3.001 Issued on 15-04-2024","000548","Current","Polyphase Electricity Metering Equipment","1125","3332","50","33","33325033","03301519","SMETS V4.2","GBCS Version 3.2","3A68700D54E4DF54212DDA7B5220F85D04328392540BE051085368E55640556B"]
["Version 3.001 Issued on 15-04-2024","000549","Current","Communications Hub","1057","0110","00","07","01100007","2EDBE907","SMETS V1.2","GBCS Version 0.0",""]
["Version 3.001 Issued on 15-04-2024","000550","Current","Gas Smart Meter","1031","C5A1","06","01","C5A10601","C5A10001","SMETS V1.2","GBCS Version 0.0",""]
["Version 3.001 Issued on 15-04-2024","000551","Current","Single Element Electricity Metering Equipment","1125","3132","41","31","31324131","15101417","SMETS V4.2","GBCS Version 3.2","3B19186BBC1BA3F187D252A3F4FDA29C4EC7503CC3C762305F0371CAA8F1AE1E"]
["Version 3.001 Issued on 15-04-2024","000552","Current","Single Element Electricity Metering Equipment","1125","3133","43","30","31334330","15101417","SMETS V4.2","GBCS Version 3.2","3B19186BBC1BA3F187D252A3F4FDA29C4EC7503CC3C762305F0371CAA8F1AE1E"]
["Version 3.001 Issued on 15-04-2024","000553","Current","Pre-Payment Interface Device","1090","0003","02","00","00030200","20210900","SMETS V1.2","GBCS Version 0.0",""]
["Version 3.001 Issued on 15-04-2024","000554","Current","Pre-Payment Interface Device","1090","0003","02","00","00030200","20710900","SMETS V1.2","GBCS Version 0.0",""]
["Version 3.001 Issued on 15-04-2024","000555","Current","Gas Smart Meter","1063","3771","00","01","37710001","03000161","SMETS V1.2","GBCS Version 0.0","B4A9A71DA7ACB79437B319F3B8E25E6B9AFF68BE55B2BB1B6EC7E7A7D0EAB99C"]
["Version 3.001 Issued on 15-04-2024","000556","Current","Single Element Electricity Metering Equipment","1063","0004","01","01","00040101","30000706","SMETS V1.2","GBCS Version 0.0","6C164EC7EDD12BBB8EE6505CF351342421F331268D031BCC7E1F1E62FCCD3BB2"]
["Version 3.001 Issued on 15-04-2024","000557","Current","Single Element Electricity Metering Equipment","1063","0004","01","01","00040101","30001500","SMETS V1.2","GBCS Version 0.0","6FE67F4FD778CD29EAC67C94899C7D0DFE01EC51AD6D1236EFFE5CDB5FD5DDFF"]
["Version 3.001 Issued on 15-04-2024","000558","Current","Gas Smart Meter","1063","3771","00","01","37710001","03000167","SMETS V1.2","GBCS Version 0.0","BDC71C081E0811B209B321890D23480F20D25E82CB8CB3E0FD54E5896381AF47"]
["Version 3.001 Issued on 15-04-2024","000559","Current","Gas Smart Meter","1063","4771","00","01","47710001","03020161","SMETS V1.2","GBCS Version 0.0","65FD7CBBA521D6439FE98DF84792A86106AE7FE1F4B216AB99FD6C503592CDCA"]
["Version 3.001 Issued on 15-04-2024","000560","Current","Gas Smart Meter","1063","4771","00","01","47710001","03020163","SMETS V1.2","GBCS Version 0.0","DB960B68B9F014337C978D24A5460A96860A3585DB268ED996AF1B429A5406B5"]
["Version 3.001 Issued on 15-04-2024","000561","Current","Gas Smart Meter","1063","4771","01","01","47710101","03030161","SMETS V1.2","GBCS Version 0.0","1B4D09EE7AB8ED53E82E2EEA5D7FF39C2383AC258D9F152F5851A2B349082442"]
["Version 3.001 Issued on 15-04-2024","000562","Current","Single Element Electricity Metering Equipment","1031","A0A1","01","3D","A0A1013D","07000000","SMETS V4.2","GBCS Version 3.2","5E1E56E03EE40BE610B281C19747B78756A11951FB9F172A709D66114E4A3CB0"]
["Version 3.001 Issued on 15-04-2024","000563","Current","Gas Smart Meter","1031","B0A1","01","44","B0A10144","07000000","SMETS V4.2","GBCS Version 3.2","2D42485BF51BC8287248B3A38EE7DB925D8AD92D713EF048FF62F2F727B16927"]
["Version 3.001 Issued on 15-04-2024","000564","Current","Communications Hub","1086","5531","04","00","55310400","0D030000","CHTS V1.3","GBCS Version 3.2","DF4CBCF551C0FAA84614FD51E7BC46CAE858BC49E18B64B0E02E1FD4F86F5664"]
["Version 3.001 Issued on 15-04-2024","000565","Current","Communications Hub","1086","5532","04","00","55320400","0D030000","CHTS V1.3","GBCS Version 3.2","DF4CBCF551C0FAA84614FD51E7BC46CAE858BC49E18B64B0E02E1FD4F86F5664"]
["Version 3.001 Issued on 15-04-2024","000566","Current","Communications Hub","1086","5534","04","00","55340400","0D030000","CHTS V1.3","GBCS Version 3.2","DF4CBCF551C0FAA84614FD51E7BC46CAE858BC49E18B64B0E02E1FD4F86F5664"]
["Version 3.001 Issued on 15-04-2024","000567","Current","Single Element Electricity Metering Equipment","1031","C1A1","02","01","C1A10201","C1A10001","SMETS V1.2","GBCS Version 0.0",""]
["Version 3.001 Issued on 15-04-2024","000568","Current","Pre-Payment Interface Device","10E0","000C","00","01","000C0001","00010400","SMETS V4.2","GBCS Version 3.2",""]
["Version 3.001 Issued on 15-04-2024","000569","Current","Communications Hub","1072","5732","01","01","57320101","02000006","CHTS V1.3","GBCS Version 3.2","9827EF01A4EEE75B2FF9E7AF8419C9CC9AE10E13624EC5BA2F401B4275259202"]
["Version 3.001 Issued on 15-04-2024","000570","Current","Gas Smart Meter","1028","C902","A5","00","C902A500","0389B830","SMETS V4.2","GBCS Version 3.2","FF974E89E9FD75F5E7EE90B4688A29C098AFC1D52AB80A97410FD5C4EB416D62"]
["Version 3.001 Issued on 15-04-2024","000571","Current","Single Element Electricity Metering Equipment","1063","0005","02","04","00050204","38040202","SMETS V4.2","GBCS Version 3.2","149F2BD9986FDEB47EBFB54692050D534E065A2771C7C3BCDF0007CD4BFB3391"]
["Version 3.001 Issued on 15-04-2024","000572","Current","HAN Connected Auxiliary Load Control Switch","119A","0001","02","2B","0001022B","01000010","SMETS V4.2","GBCS Version 3.2",""]
["Version 3.001 Issued on 15-04-2024","000573","Current","Pre-Payment Interface Device","1128","0005","01","01","00050101","02010100","SMETS V4.2","GBCS Version 3.2",""]
["Version 3.001 Issued on 15-04-2024","000574","Current","Pre-Payment Interface Device","1128","0007","01","01","00070101","01150000","SMETS V4.2","GBCS Version 3.2",""]
["Version 3.001 Issued on 15-04-2024","000575","Current","Pre-Payment Interface Device","1128","0006","01","01","00060101","01150000","SMETS V4.2","GBCS Version 3.2",""]
["Version 3.001 Issued on 15-04-2024","000576","Current","Pre-Payment Interface Device","10E0","0011","02","00","00110200","00010801","SMETS V4.2","GBCS Version 3.2",""]
["Version 3.001 Issued on 15-04-2024","000577","Current","Communications Hub","1072","5731","01","00","57310100","04000006","CHTS V1.3","GBCS Version 3.2","66D467DB480C157061C96803536C4E89968CC63B74391425F550269280F0A20A"]
["Version 3.001 Issued on 15-04-2024","000578","Current","Communications Hub","1072","5731","01","01","57310101","04000006","CHTS V1.3","GBCS Version 3.2","66D467DB480C157061C96803536C4E89968CC63B74391425F550269280F0A20A"]
["Version 3.001 Issued on 15-04-2024","000579","Current","Communications Hub","1072","5731","01","02","57310102","04000006","CHTS V1.3","GBCS Version 3.2","66D467DB480C157061C96803536C4E89968CC63B74391425F550269280F0A20A"]
["Version 3.001 Issued on 15-04-2024","000580","Current","Single Element Electricity Metering Equipment","1063","0005","02","04","00050204","38040106","SMETS V4.2","GBCS Version 3.2","B7D118B7030CE67D9CE43816E39B8F784DB1182888513ACAB69B8126E4016B1E"]
["Version 3.001 Issued on 15-04-2024","000581","Current","Gas Smart Meter","1063","4772","01","01","47720101","03032254","SMETS V4.2","GBCS Version 3.2","B290F0B0A6282FCBBC2C82A0DA97EBAA4F717496E99410DD1EF700FC5C84CE5F"]
["Version 3.001 Issued on 15-04-2024","000582","Current","Single Element Electricity Metering Equipment","1125","3132","41","31","31324131","16101517","SMETS V4.2","GBCS Version 3.2","4F1DFDFCAB5C32234D92BFAB2D19830AF65CD04750D7187818D3B5DB404D186C"]
["Version 3.001 Issued on 15-04-2024","000583","Current","Single Element Electricity Metering Equipment","1125","3133","43","30","31334330","16101517","SMETS V4.2","GBCS Version 3.2","4F1DFDFCAB5C32234D92BFAB2D19830AF65CD04750D7187818D3B5DB404D186C"]
["Version 3.001 Issued on 15-04-2024","000584","Current","Communications Hub","10C7","0003","02","00","00030200","22070000","SMETS V1.2","GBCS Version 0.0",""]
["Version 3.001 Issued on 15-04-2024","000585","Current","Communications Hub","106C","4334","00","DB","433400DB","20D0D3F6","CHTS V1.1","GBCS Version 2.1","24F28F612984FC782DF1765BE4BA39920A6B2955253EFDF499A92BBCFD42D2AD"]
["Version 3.001 Issued on 15-04-2024","000586","Current","Polyphase Electricity Metering Equipment","1125","3332","50","33","33325033","04301719","SMETS V4.2","GBCS Version 3.2","F499657C0B01D62338B5EBDE1492FE3A4BFD5C278E58190A4F48E46C72968170"]
["Version 3.001 Issued on 15-04-2024","000587","Current","Gas Smart Meter","1264","0000","02","12","00000212","F906AEEC","SMETS V4.2","GBCS Version 3.2",""]
["Version 3.001 Issued on 15-04-2024","000588","Current","Communications Hub","1031","C7A1","01","01","C7A10101","C7A10002","SMETS V1.2","GBCS Version 0.0","0C49349242AA98319DD8F530B0E21C6872790D779869948232D9DCFE7E6E5B14"]
["Version 3.001 Issued on 15-04-2024","000589","Current","Communications Hub","1031","C7A1","02","01","C7A10201","C7A10002","SMETS V1.2","GBCS Version 0.0","0C49349242AA98319DD8F530B0E21C6872790D779869948232D9DCFE7E6E5B14"]
["Version 3.001 Issued on 15-04-2024","000590","Current","Communications Hub","1031","C8A1","03","01","C8A10301","C8A10002","SMETS V1.2","GBCS Version 0.0","EF17C8D9BEBB88763D2BD5E472F43532A731234D9D191F85BF20E9B56AD1F35C"]
["Version 3.001 Issued on 15-04-2024","000591","Current","Communications Hub","1031","C8A1","03","01","C8A10301","C8A10001","SMETS V1.2","GBCS Version 0.0",""]
["Version 3.001 Issued on 15-04-2024","000592","Current","Single Element Electricity Metering Equipment","1031","C1A1","02","01","C1A10201","C1A10003","SMETS V1.2","GBCS Version 0.0","784E2D76C01A9F56AFA3986FD16B7FF197D2192BCB7D0C98600B0566C5D3A25D"]
["Version 3.001 Issued on 15-04-2024","000593","Current","Single Element Electricity Metering Equipment","1031","C0A1","01","01","C0A10101","C0A10003","SMETS V1.2","GBCS Version 0.0","CD029F9A8B7C880302D7E407598AFBF4C4E6DC5187853E3216F353F7A5D4894F"]
["Version 3.001 Issued on 15-04-2024","000594","Current","Single Element Electricity Metering Equipment","1031","C0A1","01","02","C0A10102","C0A10003","SMETS V1.2","GBCS Version 0.0","CD029F9A8B7C880302D7E407598AFBF4C4E6DC5187853E3216F353F7A5D4894F"]
["Version 3.001 Issued on 15-04-2024","000595","Current","Single Element Electricity Metering Equipment","1031","C2A1","03","01","C2A10301","C2A10001","SMETS V1.2","GBCS Version 0.0",""]
["Version 3.001 Issued on 15-04-2024","000596","Current","Single Element Electricity Metering Equipment","1031","C2A1","03","01","C2A10301","C2A10002","SMETS V1.2","GBCS Version 0.0","8AD12D62D559B576BC7DF5FF13D89B3C5635A9650CBF40641CAE32F49C184427"]
["Version 3.001 Issued on 15-04-2024","000597","Current","Single Element Electricity Metering Equipment","1031","C3A1","04","01","C3A10401","C2A10001","SMETS V1.2","GBCS Version 0.0",""]
["Version 3.001 Issued on 15-04-2024","000598","Current","Single Element Electricity Metering Equipment","1031","C3A1","04","01","C3A10401","C2A10002","SMETS V1.2","GBCS Version 0.0","8AD12D62D559B576BC7DF5FF13D89B3C5635A9650CBF40641CAE32F49C184427"]
["Version 3.001 Issued on 15-04-2024","000599","Current","Gas Smart Meter","1031","C4A1","05","01","C4A10501","C4A10003","SMETS V1.2","GBCS Version 0.0","047EC2277A1295624F4686483796DF873FCCC836E44B8C3988646E86D33F9CC7"]
["Version 3.001 Issued on 15-04-2024","000600","Current","Gas Smart Meter","1031","C5A1","06","01","C5A10601","C5A10003","SMETS V1.2","GBCS Version 0.0","047EC2277A1295624F4686483796DF873FCCC836E44B8C3988646E86D33F9CC7"]
["Version 3.001 Issued on 15-04-2024","000601","Current","Pre-Payment Interface Device","1063","0090","01","01","00900101","04150100","SMETS V1.2","GBCS Version 0.0",""]
["Version 3.001 Issued on 15-04-2024","000602","Current","Pre-Payment Interface Device","1063","0090","01","01","00900101","04160100","SMETS V1.2","GBCS Version 0.0",""]
["Version 3.001 Issued on 15-04-2024","000603","Current","Pre-Payment Interface Device","1063","0090","01","01","00900101","04160301","SMETS V1.2","GBCS Version 0.0",""]
["Version 3.001 Issued on 15-04-2024","000604","Current","Pre-Payment Interface Device","1063","0090","01","01","00900101","04160500","SMETS V1.2","GBCS Version 0.0",""]
["Version 3.001 Issued on 15-04-2024","000605","Current","Pre-Payment Interface Device","1063","0090","01","01","00900101","04160501","SMETS V1.2","GBCS Version 0.0",""]
["Version 3.001 Issued on 15-04-2024","000606","Current","Pre-Payment Interface Device","1063","0090","01","01","00900101","04190004","SMETS V1.2","GBCS Version 0.0",""]
["Version 3.001 Issued on 15-04-2024","000607","Current","Pre-Payment Interface Device","1063","0090","01","01","00900101","04190006","SMETS V1.2","GBCS Version 0.0",""]
["Version 3.001 Issued on 15-04-2024","000608","Current","Pre-Payment Interface Device","1063","0090","01","01","00900101","04200000","SMETS V1.2","GBCS Version 0.0",""]
["Version 3.001 Issued on 15-04-2024","000609","Current","Pre-Payment Interface Device","1063","0090","01","01","00900101","04210000","SMETS V1.2","GBCS Version 0.0",""]
["Version 3.001 Issued on 15-04-2024","000610","Current","Pre-Payment Interface Device","1063","0090","01","01","00900101","04210001","SMETS V1.2","GBCS Version 0.0",""]
["Version 3.001 Issued on 15-04-2024","000611","Current","Pre-Payment Interface Device","1063","0090","01","01","00900101","04220000","SMETS V1.2","GBCS Version 0.0",""]
["Version 3.001 Issued on 15-04-2024","000612","Current","Pre-Payment Interface Device","1063","0090","01","01","00900101","05160000","SMETS V1.2","GBCS Version 0.0",""]
["Version 3.001 Issued on 15-04-2024","000613","Current","Pre-Payment Interface Device","1063","0090","01","01","00900101","05190000","SMETS V1.2","GBCS Version 0.0",""]
["Version 3.001 Issued on 15-04-2024","000614","Current","Pre-Payment Interface Device","1090","0003","02","00","00030200","1001042A","SMETS V1.2","GBCS Version 0.0",""]
["Version 3.001 Issued on 15-04-2024","000615","Current","Pre-Payment Interface Device","1090","0003","02","00","00030200","100104D2","SMETS V1.2","GBCS Version 0.0",""]
["Version 3.001 Issued on 15-04-2024","000616","Current","Pre-Payment Interface Device","1090","0003","02","00","00030200","10110500","SMETS V1.2","GBCS Version 0.0",""]
["Version 3.001 Issued on 15-04-2024","000617","Current","Pre-Payment Interface Device","1090","0003","02","00","00030200","10410800","SMETS V1.2","GBCS Version 0.0",""]
["Version 3.001 Issued on 15-04-2024","000618","Current","Pre-Payment Interface Device","1090","0003","02","00","00030200","10410802","SMETS V1.2","GBCS Version 0.0",""]
["Version 3.001 Issued on 15-04-2024","000619","Current","Pre-Payment Interface Device","1090","0003","02","00","00030200","10410803","SMETS V1.2","GBCS Version 0.0",""]
["Version 3.001 Issued on 15-04-2024","000620","Current","Pre-Payment Interface Device","1090","0003","02","00","00030200","2001083D","SMETS V1.2","GBCS Version 0.0",""]
["Version 3.001 Issued on 15-04-2024","000621","Current","Pre-Payment Interface Device","1090","0003","02","00","00030200","20010847","SMETS V1.2","GBCS Version 0.0",""]
["Version 3.001 Issued on 15-04-2024","000622","Current","Pre-Payment Interface Device","1090","0003","02","00","00030200","20010952","SMETS V1.2","GBCS Version 0.0",""]
["Version 3.001 Issued on 15-04-2024","000623","Current","Pre-Payment Interface Device","1090","0003","02","00","00030200","20110902","SMETS V1.2","GBCS Version 0.0",""]
["Version 3.001 Issued on 15-04-2024","000624","Current","Pre-Payment Interface Device","1090","0006","02","00","00060200","30910901","SMETS V1.2","GBCS Version 0.0",""]
["Version 3.001 Issued on 15-04-2024","000625","Current","Pre-Payment Interface Device","1090","0006","02","00","00060200","30910934","SMETS V1.2","GBCS Version 0.0",""]
["Version 3.001 Issued on 15-04-2024","000626","Current","Pre-Payment Interface Device","1090","0006","02","00","00060200","31010901","SMETS V1.2","GBCS Version 0.0",""]
["Version 3.001 Issued on 15-04-2024","000627","Current","Communications Hub","10C7","0003","02","00","00030200","220A0000","SMETS V1.2","GBCS Version 0.0","FFC3E745D0FCD8C7E56682B9B801EA97A5FB4CD75B1537912360A7F7CCCB86E3"]
["Version 3.001 Issued on 15-04-2024","000628","Current","Gas Smart Meter","1063","4772","01","01","47720101","03033254","SMETS V4.2","GBCS Version 3.2","3642135C1BF7C1C8DF939AA254B5E1625E332247FBE45B69FD281A7C78FD9177"]
["Version 3.001 Issued on 15-04-2024","000629","Removed","Communications Hub","1086","5431","22","60","54312260","0C240000","CHTS V1.3","GBCS Version 3.2","401D84FEF2AC2379AEBBE023FC5A80AB7706C30679D720FEB6AA39BF9E0C56AE"]
["Version 3.001 Issued on 15-04-2024","000630","Removed","Communications Hub","1086","5432","23","60","54322360","0C240000","CHTS V1.3","GBCS Version 3.2","401D84FEF2AC2379AEBBE023FC5A80AB7706C30679D720FEB6AA39BF9E0C56AE"]
["Version 3.001 Issued on 15-04-2024","000631","Removed","Communications Hub","1086","5434","24","60","54342460","0C240000","CHTS V1.3","GBCS Version 3.2","401D84FEF2AC2379AEBBE023FC5A80AB7706C30679D720FEB6AA39BF9E0C56AE"]
["Version 3.001 Issued on 15-04-2024","000632","Current","Communications Hub","1086","5531","04","60","55310460","0D030000","CHTS V1.3","GBCS Version 3.2","DF4CBCF551C0FAA84614FD51E7BC46CAE858BC49E18B64B0E02E1FD4F86F5664"]
["Version 3.001 Issued on 15-04-2024","000633","Current","Communications Hub","1086","5532","04","60","55320460","0D030000","CHTS V1.3","GBCS Version 3.2","DF4CBCF551C0FAA84614FD51E7BC46CAE858BC49E18B64B0E02E1FD4F86F5664"]
["Version 3.001 Issued on 15-04-2024","000634","Current","Communications Hub","1086","5534","04","60","55340460","0D030000","CHTS V1.3","GBCS Version 3.2","DF4CBCF551C0FAA84614FD51E7BC46CAE858BC49E18B64B0E02E1FD4F86F5664"]
["Version 3.001 Issued on 15-04-2024","000635","Current","Single Element Electricity Metering Equipment","1063","0006","02","04","00060204","38040202","SMETS V4.2","GBCS Version 3.2","149F2BD9986FDEB47EBFB54692050D534E065A2771C7C3BCDF0007CD4BFB3391"]
["Version 3.001 Issued on 15-04-2024","000636","Current","Single Element Electricity Metering Equipment","1063","0005","02","03","00050203","38900010","SMETS V5.0","GBCS Version 4.0","2622BBA213CD7792781ABFED6D238BCB059CC468BABBB27C1A0B14C7B9D33145"]
["Version 3.001 Issued on 15-04-2024","000637","Current","Single Element Electricity Metering Equipment","1063","0005","02","04","00050204","38900010","SMETS V5.0","GBCS Version 4.0","2622BBA213CD7792781ABFED6D238BCB059CC468BABBB27C1A0B14C7B9D33145"]
["Version 3.001 Issued on 15-04-2024","000638","Current","Single Element Electricity Metering Equipment","118F","0000","02","07","00000207","00070804","SMETS V4.2","GBCS Version 3.2","804E08CF0A9A07CA710397ED0FD4E18E6200D3604F6FF2A745DAA91BE79BD92A"]
["Version 3.001 Issued on 15-04-2024","000639","Current","Single Element Electricity Metering Equipment","118F","0000","01","00","00000100","00070804","SMETS V4.2","GBCS Version 3.2","804E08CF0A9A07CA710397ED0FD4E18E6200D3604F6FF2A745DAA91BE79BD92A"]
["Version 3.001 Issued on 15-04-2024","000640","Current","Single Element Electricity Metering Equipment","118F","0000","01","07","00000107","00070804","SMETS V4.2","GBCS Version 3.2","804E08CF0A9A07CA710397ED0FD4E18E6200D3604F6FF2A745DAA91BE79BD92A"]
["Version 3.001 Issued on 15-04-2024","000641","Current","Single Element Electricity Metering Equipment","118F","0000","03","01","00000301","00070804","SMETS V4.2","GBCS Version 3.2","804E08CF0A9A07CA710397ED0FD4E18E6200D3604F6FF2A745DAA91BE79BD92A"]
["Version 3.001 Issued on 15-04-2024","000642","Current","Single Element Electricity Metering Equipment","118F","0000","03","02","00000302","00070804","SMETS V4.2","GBCS Version 3.2","804E08CF0A9A07CA710397ED0FD4E18E6200D3604F6FF2A745DAA91BE79BD92A"]
["Version 3.001 Issued on 15-04-2024","000643","Current","Single Element Electricity Metering Equipment","118F","0000","04","01","00000401","00070804","SMETS V4.2","GBCS Version 3.2","804E08CF0A9A07CA710397ED0FD4E18E6200D3604F6FF2A745DAA91BE79BD92A"]
["Version 3.001 Issued on 15-04-2024","000644","Current","Single Element Electricity Metering Equipment","118F","0000","04","02","00000402","00070804","SMETS V4.2","GBCS Version 3.2","804E08CF0A9A07CA710397ED0FD4E18E6200D3604F6FF2A745DAA91BE79BD92A"]
["Version 3.001 Issued on 15-04-2024","000645","Current","Twin Element Electricity Metering Equipment","118F","0000","05","01","00000501","00070804","SMETS V4.2","GBCS Version 3.2","804E08CF0A9A07CA710397ED0FD4E18E6200D3604F6FF2A745DAA91BE79BD92A"]
["Version 3.001 Issued on 15-04-2024","000646","Current","Twin Element Electricity Metering Equipment","118F","0000","05","02","00000502","00070804","SMETS V4.2","GBCS Version 3.2","804E08CF0A9A07CA710397ED0FD4E18E6200D3604F6FF2A745DAA91BE79BD92A"]
["Version 3.001 Issued on 15-04-2024","000647","Current","Polyphase Electricity Metering Equipment","118F","0000","06","01","00000601","00070804","SMETS V4.2","GBCS Version 3.2","804E08CF0A9A07CA710397ED0FD4E18E6200D3604F6FF2A745DAA91BE79BD92A"]
["Version 3.001 Issued on 15-04-2024","000648","Current","Polyphase Electricity Metering Equipment","118F","0000","07","01","00000701","00070804","SMETS V4.2","GBCS Version 3.2","804E08CF0A9A07CA710397ED0FD4E18E6200D3604F6FF2A745DAA91BE79BD92A"]
["Version 3.001 Issued on 15-04-2024","000649","Current","Polyphase Electricity Metering Equipment","118F","0000","08","01","00000801","00070804","SMETS V4.2","GBCS Version 3.2","804E08CF0A9A07CA710397ED0FD4E18E6200D3604F6FF2A745DAA91BE79BD92A"]
["Version 3.001 Issued on 15-04-2024","000650","Current","Gas Smart Meter","1264","0000","66","12","00006612","22122E28","SMETS V4.2","GBCS Version 3.2",""]
["Version 3.001 Issued on 15-04-2024","000651","Current","Single Element Electricity Metering Equipment","1031","A0A1","01","3D","A0A1013D","08000000","SMETS V4.2","GBCS Version 3.2","E39558622EBF5CCCBF00F6B95171385BE65C6D1733D001B01F596E7D7F86DDCF"]
["Version 3.001 Issued on 15-04-2024","000652","Current","Gas Smart Meter","1031","B0A1","01","44","B0A10144","08000000","SMETS V4.2","GBCS Version 3.2","EE124EA65584939E9B8B389B6FE12916E795F5DBE33BA6DB35BBF212F42F8CB6"]
["Version 3.001 Issued on 15-04-2024","000653","Current","Single Element Electricity Metering Equipment","118F","0002","02","00","00020200","00030308","SMETS V1.2","GBCS Version 0.0","F1C971B662401DAACC041620877BBA70A5EF84DC9D1CABB5D63898BC28E14B4B"]
["Version 3.001 Issued on 15-04-2024","000654","Current","Pre-Payment Interface Device","10E0","000D","00","01","000D0001","00010100","SMETS V4.2","GBCS Version 3.2",""]
["Version 3.001 Issued on 15-04-2024","000655","Current","Single Element Electricity Metering Equipment","1028","D700","01","03","D7000103","051B050D","SMETS V4.2","GBCS Version 3.2","4EB1E121A29ABD859375EE94A8F15B442D31C37CC0198E53B098E32BEACCB376"]
["Version 3.001 Issued on 15-04-2024","000656","Current","Single Element Electricity Metering Equipment","1028","D700","01","05","D7000105","051B050D","SMETS V4.2","GBCS Version 3.2","4EB1E121A29ABD859375EE94A8F15B442D31C37CC0198E53B098E32BEACCB376"]
["Version 3.001 Issued on 15-04-2024","000657","Current","Single Element Electricity Metering Equipment","1028","D700","01","03","D7000103","0522050D","SMETS V4.2","GBCS Version 3.2","A0E8164E3E8BCC60B63396BF9E8CB58E541EB15A09DAB5AE18A379CBE7FCB08A"]
["Version 3.001 Issued on 15-04-2024","000658","Current","Single Element Electricity Metering Equipment","1028","D700","01","05","D7000105","0522050D","SMETS V4.2","GBCS Version 3.2","A0E8164E3E8BCC60B63396BF9E8CB58E541EB15A09DAB5AE18A379CBE7FCB08A"]
["Version 3.001 Issued on 15-04-2024","000659","Current","Single Element Electricity Metering Equipment","1125","3132","41","31","31324131","17101617","SMETS V4.2","GBCS Version 3.2","5AC91ECED6C8AA6D231D51D75205905AEE75B3DC69CC46CE13D9177478038A13"]
["Version 3.001 Issued on 15-04-2024","000660","Current","Single Element Electricity Metering Equipment","1125","3133","43","30","31334330","17101617","SMETS V4.2","GBCS Version 3.2","5AC91ECED6C8AA6D231D51D75205905AEE75B3DC69CC46CE13D9177478038A13"]
["Version 3.001 Issued on 15-04-2024","000661","Current","Pre-Payment Interface Device","10E0","0019","00","01","00190001","00020000","SMETS V4.2","GBCS Version 3.2",""]
["Version 3.001 Issued on 15-04-2024","000662","Current","Single Element Electricity Metering Equipment","1063","0006","02","04","00060204","38040404","SMETS V4.2","GBCS Version 3.2","8AC9AF329CBA59E13362634A7BDB795EE0D1E411B731E7244046DC121BE879D4"]
["Version 3.001 Issued on 15-04-2024","000663","Current","Single Element Electricity Metering Equipment","1063","0005","02","02","00050202","38040404","SMETS V4.2","GBCS Version 3.2","8AC9AF329CBA59E13362634A7BDB795EE0D1E411B731E7244046DC121BE879D4"]
["Version 3.001 Issued on 15-04-2024","000664","Current","Single Element Electricity Metering Equipment","1063","0005","02","03","00050203","38040404","SMETS V4.2","GBCS Version 3.2","8AC9AF329CBA59E13362634A7BDB795EE0D1E411B731E7244046DC121BE879D4"]
["Version 3.001 Issued on 15-04-2024","000665","Current","Single Element Electricity Metering Equipment","1063","0005","02","04","00050204","38040404","SMETS V4.2","GBCS Version 3.2","8AC9AF329CBA59E13362634A7BDB795EE0D1E411B731E7244046DC121BE879D4"]
["Version 3.001 Issued on 15-04-2024","000666","Current","Single Element Electricity Metering Equipment","1028","5678","02","01","56780201","03505317","SMETS V1.2","GBCS Version 0.0","048E7CBFE09FE32E93F1EE7237F54BC26DA8D42A9C9365BE7478B4C4413F1959"]
["Version 3.001 Issued on 15-04-2024","000667","Current","Single Element Electricity Metering Equipment","1063","0003","02","01","00030201","24040404","SMETS V4.2","GBCS Version 3.2","C9E80A5575E5B69E3A0B326E92454B4EDC5E0CBD7EA61A53350222D271A9FC23"]
["Version 3.001 Issued on 15-04-2024","000668","Current","Single Element Electricity Metering Equipment","1063","0003","02","02","00030202","24040404","SMETS V4.2","GBCS Version 3.2","C9E80A5575E5B69E3A0B326E92454B4EDC5E0CBD7EA61A53350222D271A9FC23"]
["Version 3.001 Issued on 15-04-2024","000669","Current","Gas Smart Meter","1028","C901","A5","00","C901A500","0309B630","SMETS V4.2","GBCS Version 3.2","15F32C37B4D475ADB8C39BFF2B189698AFF6F9E9480AB8561D308AE0AD1DA5B4"]
["Version 3.001 Issued on 15-04-2024","000670","Current","Pre-Payment Interface Device","1090","0007","02","00","00070200","05100000","SMETS V4.2","GBCS Version 3.2",""]
["Version 3.001 Issued on 15-04-2024","000671","Current","Pre-Payment Interface Device","1128","0007","01","01","00070101","011F0000","SMETS V4.2","GBCS Version 3.2",""]
["Version 3.001 Issued on 15-04-2024","000672","Current","Pre-Payment Interface Device","1128","0006","01","01","00060101","011F0000","SMETS V4.2","GBCS Version 3.2",""]
["Version 3.001 Issued on 15-04-2024","000673","Current","Gas Smart Meter","1028","C902","A5","00","C902A500","0389B840","SMETS V4.2","GBCS Version 3.2","712C4496BC053F4335B85E6D945C855AE5E469A99C73E000E0364D1B5629F591"]
["Version 3.001 Issued on 15-04-2024","000674","Current","Gas Smart Meter","1192","1111","11","11","11111111","01C800D1","SMETS V4.2","GBCS Version 3.2","3E42D238ACA7470888C5870CD6D1B67230456953A954FE6FE76556ACB86CD901"]
["Version 3.001 Issued on 15-04-2024","000675","Current","Gas Smart Meter","1192","1111","12","11","11111211","01C800D1","SMETS V4.2","GBCS Version 3.2","3E42D238ACA7470888C5870CD6D1B67230456953A954FE6FE76556ACB86CD901"]
["Version 3.001 Issued on 15-04-2024","000676","Current","Gas Smart Meter","1031","B0A1","01","44","B0A10144","09000000","SMETS V4.2","GBCS Version 3.2","D52E92CA66813413B5A0587023E6E1139B7C3D321E012BAD5275912B4246DE67"]
["Version 3.001 Issued on 15-04-2024","000677","Current","Communications Hub","1072","5731","01","00","57310100","04000007","CHTS V1.3","GBCS Version 3.2","CFD7262CEF15BE69B7F82D17E4B9D881D979FF00B70085F77B8FB953BFCA6847"]
["Version 3.001 Issued on 15-04-2024","000678","Current","Communications Hub","1072","5731","01","01","57310101","04000007","CHTS V1.3","GBCS Version 3.2","CFD7262CEF15BE69B7F82D17E4B9D881D979FF00B70085F77B8FB953BFCA6847"]
["Version 3.001 Issued on 15-04-2024","000679","Current","Communications Hub","1072","5731","01","02","57310102","04000007","CHTS V1.3","GBCS Version 3.2","CFD7262CEF15BE69B7F82D17E4B9D881D979FF00B70085F77B8FB953BFCA6847"]
["Version 3.001 Issued on 15-04-2024","000680","Current","Gas Smart Meter","1063","4772","02","01","47720201","03033254","SMETS V4.2","GBCS Version 3.2","3642135C1BF7C1C8DF939AA254B5E1625E332247FBE45B69FD281A7C78FD9177"]
["Version 3.001 Issued on 15-04-2024","000681","Current","Single Element Electricity Metering Equipment","1125","3138","42","30","31384230","16161620","SMETS V4.2","GBCS Version 3.2","F5F0B83A98AE9913210A07A732E4A1F17AA89E8577F40B06698DD99B516DE607"]
["Version 3.001 Issued on 15-04-2024","000682","Current","Single Element Electricity Metering Equipment","1125","3139","44","30","31394430","16161620","SMETS V4.2","GBCS Version 3.2","F5F0B83A98AE9913210A07A732E4A1F17AA89E8577F40B06698DD99B516DE607"]
["Version 3.001 Issued on 15-04-2024","000683","Current","Single Element Electricity Metering Equipment","118F","0000","02","07","00000207","00070806","SMETS V4.2","GBCS Version 3.2","E64C9DC4D17A8BBB1C20D3846650B1D664CCC1E0709CDE7698E1A79492E2A24C"]
["Version 3.001 Issued on 15-04-2024","000684","Current","Single Element Electricity Metering Equipment","118F","0000","03","01","00000301","00070806","SMETS V4.2","GBCS Version 3.2","E64C9DC4D17A8BBB1C20D3846650B1D664CCC1E0709CDE7698E1A79492E2A24C"]
["Version 3.001 Issued on 15-04-2024","000685","Current","Single Element Electricity Metering Equipment","118F","0000","03","02","00000302","00070806","SMETS V4.2","GBCS Version 3.2","E64C9DC4D17A8BBB1C20D3846650B1D664CCC1E0709CDE7698E1A79492E2A24C"]
["Version 3.001 Issued on 15-04-2024","000686","Current","Single Element Electricity Metering Equipment","118F","0000","04","01","00000401","00070806","SMETS V4.2","GBCS Version 3.2","E64C9DC4D17A8BBB1C20D3846650B1D664CCC1E0709CDE7698E1A79492E2A24C"]
["Version 3.001 Issued on 15-04-2024","000687","Current","Single Element Electricity Metering Equipment","118F","0000","04","02","00000402","00070806","SMETS V4.2","GBCS Version 3.2","E64C9DC4D17A8BBB1C20D3846650B1D664CCC1E0709CDE7698E1A79492E2A24C"]
["Version 3.001 Issued on 15-04-2024","000688","Current","Twin Element Electricity Metering Equipment","118F","0000","05","01","00000501","00070806","SMETS V4.2","GBCS Version 3.2","E64C9DC4D17A8BBB1C20D3846650B1D664CCC1E0709CDE7698E1A79492E2A24C"]
["Version 3.001 Issued on 15-04-2024","000689","Current","Twin Element Electricity Metering Equipment","118F","0000","05","02","00000502","00070806","SMETS V4.2","GBCS Version 3.2","E64C9DC4D17A8BBB1C20D3846650B1D664CCC1E0709CDE7698E1A79492E2A24C"]
["Version 3.001 Issued on 15-04-2024","000690","Current","Polyphase Electricity Metering Equipment","118F","0000","06","02","00000602","00070804","SMETS V4.2","GBCS Version 3.2","804E08CF0A9A07CA710397ED0FD4E18E6200D3604F6FF2A745DAA91BE79BD92A"]
["Version 3.001 Issued on 15-04-2024","000691","Current","Polyphase Electricity Metering Equipment","118F","0000","06","01","00000601","00070806","SMETS V4.2","GBCS Version 3.2","E64C9DC4D17A8BBB1C20D3846650B1D664CCC1E0709CDE7698E1A79492E2A24C"]
["Version 3.001 Issued on 15-04-2024","000692","Current","Polyphase Electricity Metering Equipment","118F","0000","06","02","00000602","00070806","SMETS V4.2","GBCS Version 3.2","E64C9DC4D17A8BBB1C20D3846650B1D664CCC1E0709CDE7698E1A79492E2A24C"]
["Version 3.001 Issued on 15-04-2024","000693","Current","Polyphase Electricity Metering Equipment","118F","0000","07","02","00000702","00070804","SMETS V4.2","GBCS Version 3.2","804E08CF0A9A07CA710397ED0FD4E18E6200D3604F6FF2A745DAA91BE79BD92A"]
["Version 3.001 Issued on 15-04-2024","000694","Current","Polyphase Electricity Metering Equipment","118F","0000","07","01","00000701","00070806","SMETS V4.2","GBCS Version 3.2","E64C9DC4D17A8BBB1C20D3846650B1D664CCC1E0709CDE7698E1A79492E2A24C"]
["Version 3.001 Issued on 15-04-2024","000695","Current","Polyphase Electricity Metering Equipment","118F","0000","07","02","00000702","00070806","SMETS V4.2","GBCS Version 3.2","E64C9DC4D17A8BBB1C20D3846650B1D664CCC1E0709CDE7698E1A79492E2A24C"]
["Version 3.001 Issued on 15-04-2024","000696","Current","Polyphase Electricity Metering Equipment","118F","0000","08","02","00000802","00070804","SMETS V4.2","GBCS Version 3.2","804E08CF0A9A07CA710397ED0FD4E18E6200D3604F6FF2A745DAA91BE79BD92A"]
["Version 3.001 Issued on 15-04-2024","000697","Current","Polyphase Electricity Metering Equipment","118F","0000","08","01","00000801","00070806","SMETS V4.2","GBCS Version 3.2","E64C9DC4D17A8BBB1C20D3846650B1D664CCC1E0709CDE7698E1A79492E2A24C"]
["Version 3.001 Issued on 15-04-2024","000698","Current","Polyphase Electricity Metering Equipment","118F","0000","08","02","00000802","00070806","SMETS V4.2","GBCS Version 3.2","E64C9DC4D17A8BBB1C20D3846650B1D664CCC1E0709CDE7698E1A79492E2A24C"]
["Version 3.001 Issued on 15-04-2024","000699","Current","Single Element Electricity Metering Equipment","118F","0000","01","00","00000100","00070806","SMETS V4.2","GBCS Version 3.2","E64C9DC4D17A8BBB1C20D3846650B1D664CCC1E0709CDE7698E1A79492E2A24C"]
["Version 3.001 Issued on 15-04-2024","000700","Current","Single Element Electricity Metering Equipment","118F","0000","01","07","00000107","00070806","SMETS V4.2","GBCS Version 3.2","E64C9DC4D17A8BBB1C20D3846650B1D664CCC1E0709CDE7698E1A79492E2A24C"]
["Version 3.001 Issued on 15-04-2024","000701","Current","Polyphase Electricity Metering Equipment","1125","3332","51","30","33325130","05301820","SMETS V4.2","GBCS Version 3.2","F05927B2235A15F88584970FBAAC30FE14764132663BC1A26A155A9AD3A9B342"]
["Version 3.001 Issued on 15-04-2024","000702","Current","Single Element Electricity Metering Equipment","1125","3138","42","30","31384230","16161720","SMETS V4.2","GBCS Version 3.2","BB0D9947B8C89453C94E915BC09CA7D12EE6A97E6A59AA0D831F8AEBED65C069"]
["Version 3.001 Issued on 15-04-2024","000703","Current","Single Element Electricity Metering Equipment","1125","3139","44","30","31394430","16161720","SMETS V4.2","GBCS Version 3.2","BB0D9947B8C89453C94E915BC09CA7D12EE6A97E6A59AA0D831F8AEBED65C069"]
["Version 3.001 Issued on 15-04-2024","000704","Current","Polyphase Electricity Metering Equipment","1125","3332","51","30","33325130","05301920","SMETS V4.2","GBCS Version 3.2","99C12571F8A7F0064AFF5C9BC617032C971F0A5BF1492FA0838A642ADC87DEF3"]
["Version 3.001 Issued on 15-04-2024","000705","Current","Single Element Electricity Metering Equipment","1031","A0A1","01","3D","A0A1013D","09000000","SMETS V4.2","GBCS Version 3.2","29C3AB050F3EDC3FCA9ABFF52A6F98EA8D418907DF62EA7E4C3D24758A5B4FFF"]
["Version 3.001 Issued on 15-04-2024","000706","Current","Pre-Payment Interface Device","1090","0007","01","00","00070100","05100000","SMETS V4.2","GBCS Version 3.2",""]
["Version 3.001 Issued on 15-04-2024","000707","Current","Gas Smart Meter","1031","B0A2","01","72","B0A20172","08000000","SMETS V4.2","GBCS Version 3.2","F045274241906D5B70F7C18A0D8F29ABD9F80D80CE9609AD9147718BC10524AA"]
["Version 3.001 Issued on 15-04-2024","000708","Current","Single Element Electricity Metering Equipment","1125","3132","41","31","31324131","17101717","SMETS V4.2","GBCS Version 3.2","DFE835EAC8185070C43978E5A4FDADC044DB87E5F9F382AAE95EC7B2987CE024"]
["Version 3.001 Issued on 15-04-2024","000709","Current","Single Element Electricity Metering Equipment","1125","3133","43","30","31334330","17101717","SMETS V4.2","GBCS Version 3.2","DFE835EAC8185070C43978E5A4FDADC044DB87E5F9F382AAE95EC7B2987CE024"]
["Version 3.001 Issued on 15-04-2024","000710","Current","Communications Hub","1086","5431","22","60","54312260","0C240000","CHTS V1.1","GBCS Version 2.1","401D84FEF2AC2379AEBBE023FC5A80AB7706C30679D720FEB6AA39BF9E0C56AE"]
["Version 3.001 Issued on 15-04-2024","000711","Current","Communications Hub","1086","5432","23","60","54322360","0C240000","CHTS V1.1","GBCS Version 2.1","401D84FEF2AC2379AEBBE023FC5A80AB7706C30679D720FEB6AA39BF9E0C56AE"]
["Version 3.001 Issued on 15-04-2024","000712","Current","Communications Hub","1086","5434","24","60","54342460","0C240000","CHTS V1.1","GBCS Version 2.1","401D84FEF2AC2379AEBBE023FC5A80AB7706C30679D720FEB6AA39BF9E0C56AE"]
["Version 3.001 Issued on 15-04-2024","000713","Current","Communications Hub","1086","5431","22","52","54312252","0D050002","CHTS V1.3","GBCS Version 3.2","0BCC4881F1A974C5129DDA6BB2F16383DE3485BA7BE5605E99B31679F1188E34"]
["Version 3.001 Issued on 15-04-2024","000714","Current","Communications Hub","1086","5432","23","52","54322352","0D050002","CHTS V1.3","GBCS Version 3.2","0BCC4881F1A974C5129DDA6BB2F16383DE3485BA7BE5605E99B31679F1188E34"]
["Version 3.001 Issued on 15-04-2024","000715","Current","Communications Hub","1086","5431","1F","52","54311F52","0D050002","CHTS V1.3","GBCS Version 3.2","F32645E1AB07388404E38110C5DA613DFBB99252E59C7BB91DF9645064A55092"]
["Version 3.001 Issued on 15-04-2024","000716","Current","Communications Hub","1086","5432","20","52","54322052","0D050002","CHTS V1.3","GBCS Version 3.2","F32645E1AB07388404E38110C5DA613DFBB99252E59C7BB91DF9645064A55092"]
["Version 3.001 Issued on 15-04-2024","000717","Current","Communications Hub","1086","5431","22","60","54312260","0D050002","CHTS V1.3","GBCS Version 3.2","0BCC4881F1A974C5129DDA6BB2F16383DE3485BA7BE5605E99B31679F1188E34"]
["Version 3.001 Issued on 15-04-2024","000718","Current","Communications Hub","1086","5432","23","60","54322360","0D050002","CHTS V1.3","GBCS Version 3.2","0BCC4881F1A974C5129DDA6BB2F16383DE3485BA7BE5605E99B31679F1188E34"]
["Version 3.001 Issued on 15-04-2024","000719","Current","Communications Hub","1086","5434","24","60","54342460","0D050002","CHTS V1.3","GBCS Version 3.2","0BCC4881F1A974C5129DDA6BB2F16383DE3485BA7BE5605E99B31679F1188E34"]
["Version 3.001 Issued on 15-04-2024","000720","Current","Communications Hub","1086","5434","24","52","54342452","0D050002","CHTS V1.3","GBCS Version 3.2","0BCC4881F1A974C5129DDA6BB2F16383DE3485BA7BE5605E99B31679F1188E34"]
["Version 3.001 Issued on 15-04-2024","000721","Current","Communications Hub","1086","5434","21","52","54342152","0D050002","CHTS V1.3","GBCS Version 3.2","F32645E1AB07388404E38110C5DA613DFBB99252E59C7BB91DF9645064A55092"]
["Version 3.001 Issued on 15-04-2024","000722","Current","Gas Smart Meter","123E","0000","03","00","00000300","05080605","SMETS V4.2","GBCS Version 3.2","434E2CF07514D312ED3E16123333945C0F0F378EC7F3E441B63FBB49FC14FA4D"]
["Version 3.001 Issued on 15-04-2024","000723","Current","Gas Smart Meter","123E","0000","09","00","00000900","05080605","SMETS V4.2","GBCS Version 3.2","434E2CF07514D312ED3E16123333945C0F0F378EC7F3E441B63FBB49FC14FA4D"]
["Version 3.001 Issued on 15-04-2024","000724","Current","Single Element Electricity Metering Equipment","118F","0002","02","00","00020200","0003030A","SMETS V1.2","GBCS Version 0.0","964B5C23F7C773312227110509E2C24AD7642398BFFA93452F95732A0BAAA605"]
["Version 3.001 Issued on 15-04-2024","000725","Current","Communications Hub","1028","0410","01","05","04100105","03365337","SMETS V1.2","GBCS Version 0.0","13D7DBB78D27D23A5A8D3CBE4761930C01EBB21BAF61721FD3CC19B5BEDDCAEF"]
["Version 3.001 Issued on 15-04-2024","000726","Current","Communications Hub","1072","5731","01","00","57310100","04010003","CHTS V1.3","GBCS Version 3.2","668F5B61D1BA78FEDE891B5505EA35CBB0A80F43ACB4074F131D8CF7118E6500"]
["Version 3.001 Issued on 15-04-2024","000727","Current","Communications Hub","1072","5731","01","01","57310101","04010003","CHTS V1.3","GBCS Version 3.2","668F5B61D1BA78FEDE891B5505EA35CBB0A80F43ACB4074F131D8CF7118E6500"]
["Version 3.001 Issued on 15-04-2024","000728","Current","Communications Hub","1072","5731","01","02","57310102","04010003","CHTS V1.3","GBCS Version 3.2","668F5B61D1BA78FEDE891B5505EA35CBB0A80F43ACB4074F131D8CF7118E6500"]
["Version 3.001 Issued on 15-04-2024","000729","Current","Pre-Payment Interface Device","1128","0007","01","01","00070101","01240000","SMETS V4.2","GBCS Version 3.2",""]
["Version 3.001 Issued on 15-04-2024","000730","Current","Pre-Payment Interface Device","1128","0006","01","01","00060101","01240000","SMETS V4.2","GBCS Version 3.2",""]
["Version 3.001 Issued on 15-04-2024","000731","Current","Gas Smart Meter","1192","1111","11","11","11111111","01CA00D1","SMETS V4.2","GBCS Version 3.2","2498F12B7110D5EE6899308C48F9997F7B7BCE89E9BB6202683D1227290122A3"]
["Version 3.001 Issued on 15-04-2024","000732","Current","Gas Smart Meter","1192","1111","12","11","11111211","01CA00D1","SMETS V4.2","GBCS Version 3.2","2498F12B7110D5EE6899308C48F9997F7B7BCE89E9BB6202683D1227290122A3"]
["Version 3.001 Issued on 15-04-2024","000733","Current","Single Element Electricity Metering Equipment","118F","0000","02","07","00000207","0007080A","SMETS V4.2","GBCS Version 3.2","14577BF5A58795A0F990F8C9509EBC85C03D12A1F67090CD4A7AA810EF34E0C2"]
["Version 3.001 Issued on 15-04-2024","000734","Current","Single Element Electricity Metering Equipment","118F","0000","01","00","00000100","0007080A","SMETS V4.2","GBCS Version 3.2","14577BF5A58795A0F990F8C9509EBC85C03D12A1F67090CD4A7AA810EF34E0C2"]
["Version 3.001 Issued on 15-04-2024","000735","Current","Single Element Electricity Metering Equipment","118F","0000","01","07","00000107","0007080A","SMETS V4.2","GBCS Version 3.2","14577BF5A58795A0F990F8C9509EBC85C03D12A1F67090CD4A7AA810EF34E0C2"]
["Version 3.001 Issued on 15-04-2024","000736","Current","Single Element Electricity Metering Equipment","118F","0000","03","01","00000301","0007080A","SMETS V4.2","GBCS Version 3.2","14577BF5A58795A0F990F8C9509EBC85C03D12A1F67090CD4A7AA810EF34E0C2"]
["Version 3.001 Issued on 15-04-2024","000737","Current","Single Element Electricity Metering Equipment","118F","0000","03","02","00000302","0007080A","SMETS V4.2","GBCS Version 3.2","14577BF5A58795A0F990F8C9509EBC85C03D12A1F67090CD4A7AA810EF34E0C2"]
["Version 3.001 Issued on 15-04-2024","000738","Current","Single Element Electricity Metering Equipment","118F","0000","04","01","00000401","0007080A","SMETS V4.2","GBCS Version 3.2","14577BF5A58795A0F990F8C9509EBC85C03D12A1F67090CD4A7AA810EF34E0C2"]
["Version 3.001 Issued on 15-04-2024","000739","Current","Single Element Electricity Metering Equipment","118F","0000","04","02","00000402","0007080A","SMETS V4.2","GBCS Version 3.2","14577BF5A58795A0F990F8C9509EBC85C03D12A1F67090CD4A7AA810EF34E0C2"]
["Version 3.001 Issued on 15-04-2024","000740","Current","Twin Element Electricity Metering Equipment","118F","0000","05","01","00000501","0007080A","SMETS V4.2","GBCS Version 3.2","14577BF5A58795A0F990F8C9509EBC85C03D12A1F67090CD4A7AA810EF34E0C2"]
["Version 3.001 Issued on 15-04-2024","000741","Current","Twin Element Electricity Metering Equipment","118F","0000","05","02","00000502","0007080A","SMETS V4.2","GBCS Version 3.2","14577BF5A58795A0F990F8C9509EBC85C03D12A1F67090CD4A7AA810EF34E0C2"]
["Version 3.001 Issued on 15-04-2024","000742","Current","Polyphase Electricity Metering Equipment","118F","0000","06","01","00000601","0007080A","SMETS V4.2","GBCS Version 3.2","14577BF5A58795A0F990F8C9509EBC85C03D12A1F67090CD4A7AA810EF34E0C2"]
["Version 3.001 Issued on 15-04-2024","000743","Current","Polyphase Electricity Metering Equipment","118F","0000","06","02","00000602","0007080A","SMETS V4.2","GBCS Version 3.2","14577BF5A58795A0F990F8C9509EBC85C03D12A1F67090CD4A7AA810EF34E0C2"]
["Version 3.001 Issued on 15-04-2024","000744","Current","Polyphase Electricity Metering Equipment","118F","0000","07","01","00000701","0007080A","SMETS V4.2","GBCS Version 3.2","14577BF5A58795A0F990F8C9509EBC85C03D12A1F67090CD4A7AA810EF34E0C2"]
["Version 3.001 Issued on 15-04-2024","000745","Current","Polyphase Electricity Metering Equipment","118F","0000","07","02","00000702","0007080A","SMETS V4.2","GBCS Version 3.2","14577BF5A58795A0F990F8C9509EBC85C03D12A1F67090CD4A7AA810EF34E0C2"]
["Version 3.001 Issued on 15-04-2024","000746","Current","Polyphase Electricity Metering Equipment","118F","0000","08","01","00000801","0007080A","SMETS V4.2","GBCS Version 3.2","14577BF5A58795A0F990F8C9509EBC85C03D12A1F67090CD4A7AA810EF34E0C2"]
["Version 3.001 Issued on 15-04-2024","000747","Current","Polyphase Electricity Metering Equipment","118F","0000","08","02","00000802","0007080A","SMETS V4.2","GBCS Version 3.2","14577BF5A58795A0F990F8C9509EBC85C03D12A1F67090CD4A7AA810EF34E0C2"]
["Version 3.001 Issued on 15-04-2024","000748","Current","Single Element Electricity Metering Equipment","1125","3138","42","30","31384230","16161820","SMETS V4.2","GBCS Version 3.2","969C0D4B0E710FB0D93CE921CAE2CF3DDFDA2D03B4F8C83D595F071C764A5B22"]
["Version 3.001 Issued on 15-04-2024","000749","Current","Single Element Electricity Metering Equipment","1125","3139","44","30","31394430","16161820","SMETS V4.2","GBCS Version 3.2","969C0D4B0E710FB0D93CE921CAE2CF3DDFDA2D03B4F8C83D595F071C764A5B22"]
["Version 3.001 Issued on 15-04-2024","000750","Current","Communications Hub","1072","5732","01","01","57320101","02010003","CHTS V1.3","GBCS Version 3.2","4C7C9F9F3CABB2043B7E22D342301B28015DF84D84A2A14C5E3FBE836462EBA7"]
["Version 3.001 Issued on 15-04-2024","000751","Current","Single Element Electricity Metering Equipment","1028","D700","01","03","D7000103","0522050E","SMETS V4.2","GBCS Version 3.2","0D12D1ADCD36DBD6704C53CD8B8D5D8D5F211C168021251A8A980E6D0E02E7C7"]
["Version 3.001 Issued on 15-04-2024","000752","Current","Single Element Electricity Metering Equipment","1028","D700","01","05","D7000105","0522050E","SMETS V4.2","GBCS Version 3.2","0D12D1ADCD36DBD6704C53CD8B8D5D8D5F211C168021251A8A980E6D0E02E7C7"]
["Version 3.001 Issued on 15-04-2024","000753","Current","Single Element Electricity Metering Equipment","1031","C0A1","01","71","C0A10171","08000000","SMETS V4.2","GBCS Version 3.2","1331FA5CCAA13D234A7AB3F45DD2FC22F9B89A447007B90611148973A5372753"]
["Version 3.001 Issued on 15-04-2024","000754","Current","Pre-Payment Interface Device","10E0","0022","00","01","00220001","00010102","SMETS V4.2","GBCS Version 3.2",""]
["Version 3.001 Issued on 15-04-2024","000755","Current","Pre-Payment Interface Device","10E0","0021","00","01","00210001","00010102","SMETS V4.2","GBCS Version 3.2",""]
["Version 3.001 Issued on 15-04-2024","000756","Current","Single Element Electricity Metering Equipment","1031","A0A1","01","3D","A0A1013D","0A000000","SMETS V4.2","GBCS Version 3.2","946F578AED34895B5051D9337634986C9167382B8CCD1E0525CC2228FCBA721E"]
["Version 3.001 Issued on 15-04-2024","000757","Current","Pre-Payment Interface Device","1031","C6A3","03","01","C6A30301","C6A30004","SMETS V1.2","GBCS Version 0.0",""]
["Version 3.001 Issued on 15-04-2024","000758","Current","Gas Smart Meter","123E","0003","06","00","00030600","02070605","SMETS V4.2","GBCS Version 3.2","CF9A6998E4CB88B05042E8619B4A6D883489F3D0425FD73A40CFF9CD3D3AC15F"]
["Version 3.001 Issued on 15-04-2024","000759","Current","Communications Hub","106C","4331","00","AC","433100AC","3010E40A","CHTS V1.3","GBCS Version 3.2","FCB3C071D747484B449BD8164173EE91D0B8F4C418B5176F4F5B80EEF0610A42"]
["Version 3.001 Issued on 15-04-2024","000760","Current","Communications Hub","106C","4331","00","AD","433100AD","3010E40A","CHTS V1.3","GBCS Version 3.2","FCB3C071D747484B449BD8164173EE91D0B8F4C418B5176F4F5B80EEF0610A42"]
["Version 3.001 Issued on 15-04-2024","000761","Current","Communications Hub","106C","4331","00","AE","433100AE","3010E40A","CHTS V1.3","GBCS Version 3.2","FCB3C071D747484B449BD8164173EE91D0B8F4C418B5176F4F5B80EEF0610A42"]
["Version 3.001 Issued on 15-04-2024","000762","Current","Communications Hub","106C","4332","00","CD","433200CD","30B0E11A","CHTS V1.3","GBCS Version 3.2","B73B295B05D62BDAF0C8361AF577A2FE105AD82150FB9C8E64A18DD09E4CA8C7"]
["Version 3.001 Issued on 15-04-2024","000763","Current","Communications Hub","106C","4334","00","DB","433400DB","30B0E11A","CHTS V1.3","GBCS Version 3.2","E932E5D27A367B36C18F8E573E529D776843E25CFA2CC71F425F42470BB24E3B"]
["Version 3.001 Issued on 15-04-2024","000764","Current","Communications Hub","1072","5731","01","00","57310100","04010004","CHTS V1.3","GBCS Version 3.2","8815DDCE04BF8FF70538E730D56422F8C89453C07C5BDC5ECBBAF87B7D01EFE7"]
["Version 3.001 Issued on 15-04-2024","000765","Current","Communications Hub","1072","5731","01","01","57310101","04010004","CHTS V1.3","GBCS Version 3.2","8815DDCE04BF8FF70538E730D56422F8C89453C07C5BDC5ECBBAF87B7D01EFE7"]
["Version 3.001 Issued on 15-04-2024","000766","Current","Communications Hub","1072","5731","01","02","57310102","04010004","CHTS V1.3","GBCS Version 3.2","8815DDCE04BF8FF70538E730D56422F8C89453C07C5BDC5ECBBAF87B7D01EFE7"]
["Version 3.001 Issued on 15-04-2024","000767","Current","Communications Hub","1086","5431","22","52","54312252","0D060000","CHTS V1.3","GBCS Version 3.2","B537BFEA20EFADBE3CEBE5E6B46BD810F8182FF896719D56DA505087CD296BFE"]
["Version 3.001 Issued on 15-04-2024","000768","Current","Communications Hub","1086","5432","23","52","54322352","0D060000","CHTS V1.3","GBCS Version 3.2","B537BFEA20EFADBE3CEBE5E6B46BD810F8182FF896719D56DA505087CD296BFE"]
["Version 3.001 Issued on 15-04-2024","000769","Current","Communications Hub","1086","5434","24","52","54342452","0D060000","CHTS V1.3","GBCS Version 3.2","B537BFEA20EFADBE3CEBE5E6B46BD810F8182FF896719D56DA505087CD296BFE"]
["Version 3.001 Issued on 15-04-2024","000770","Current","Communications Hub","1086","5431","1F","52","54311F52","0D060000","CHTS V1.3","GBCS Version 3.2","06F80F5F76FB43F0A200BD653962B068D34E9AF5483A955CD491FAF786D88881"]
["Version 3.001 Issued on 15-04-2024","000771","Current","Communications Hub","1086","5432","20","52","54322052","0D060000","CHTS V1.3","GBCS Version 3.2","06F80F5F76FB43F0A200BD653962B068D34E9AF5483A955CD491FAF786D88881"]
["Version 3.001 Issued on 15-04-2024","000772","Current","Communications Hub","1086","5434","21","52","54342152","0D060000","CHTS V1.3","GBCS Version 3.2","06F80F5F76FB43F0A200BD653962B068D34E9AF5483A955CD491FAF786D88881"]
["Version 3.001 Issued on 15-04-2024","000773","Current","Communications Hub","1086","5431","22","60","54312260","0D060000","CHTS V1.3","GBCS Version 3.2","B537BFEA20EFADBE3CEBE5E6B46BD810F8182FF896719D56DA505087CD296BFE"]
["Version 3.001 Issued on 15-04-2024","000774","Current","Communications Hub","1086","5432","23","60","54322360","0D060000","CHTS V1.3","GBCS Version 3.2","B537BFEA20EFADBE3CEBE5E6B46BD810F8182FF896719D56DA505087CD296BFE"]
["Version 3.001 Issued on 15-04-2024","000775","Current","Communications Hub","1086","5434","24","60","54342460","0D060000","CHTS V1.3","GBCS Version 3.2","B537BFEA20EFADBE3CEBE5E6B46BD810F8182FF896719D56DA505087CD296BFE"]
["Version 3.001 Issued on 15-04-2024","000776","Current","Single Element Electricity Metering Equipment","106C","10E1","A1","00","10E1A100","0314BA00","SMETS V4.2","GBCS Version 3.2","F24390BAB819546FB26835AE69D45571CE8AA7EC50B8FFA95BAAC7273BEA8EED"]
["Version 3.001 Issued on 15-04-2024","000777","Current","Single Element Electricity Metering Equipment","106C","10E2","A1","00","10E2A100","0314BA00","SMETS V4.2","GBCS Version 3.2","F24390BAB819546FB26835AE69D45571CE8AA7EC50B8FFA95BAAC7273BEA8EED"]
["Version 3.001 Issued on 15-04-2024","000778","Current","Single Element Electricity Metering Equipment","106C","12E2","A1","00","12E2A100","0314BA00","SMETS V4.2","GBCS Version 3.2","F24390BAB819546FB26835AE69D45571CE8AA7EC50B8FFA95BAAC7273BEA8EED"]
["Version 3.001 Issued on 15-04-2024","000779","Current","Gas Smart Meter","106C","10F2","A1","00","10F2A100","0309BB00","SMETS V4.2","GBCS Version 3.2","6CCE83ACB2B1032CEB61405101100AFBE58413E9B8BD445EC83564F036F50035"]
["Version 3.001 Issued on 15-04-2024","000780","Current","Single Element Electricity Metering Equipment","1125","3132","41","31","31324131","17101917","SMETS V4.2","GBCS Version 3.2","1E3666B31D492FB9758BF378398081CD32D9AE208362FBA12D7AF2F6DE825212"]
["Version 3.001 Issued on 15-04-2024","000781","Current","Single Element Electricity Metering Equipment","1125","3133","43","30","31334330","17101917","SMETS V4.2","GBCS Version 3.2","1E3666B31D492FB9758BF378398081CD32D9AE208362FBA12D7AF2F6DE825212"]
["Version 3.001 Issued on 15-04-2024","000782","Current","Single Element Electricity Metering Equipment","118F","0000","02","08","00000208","0008080A","SMETS V4.2","GBCS Version 3.2","5B3B13E7EC22CD9635D3022480EC2B095EC56C379E330D639FFC66AADCB3193D"]
["Version 3.001 Issued on 15-04-2024","000783","Current","Single Element Electricity Metering Equipment","118F","0000","01","08","00000108","0008080A","SMETS V4.2","GBCS Version 3.2","5B3B13E7EC22CD9635D3022480EC2B095EC56C379E330D639FFC66AADCB3193D"]
["Version 3.001 Issued on 15-04-2024","000784","Current","Pre-Payment Interface Device","1090","0007","01","00","00070100","05080001","SMETS V1.2","GBCS Version 0.0",""]
["Version 3.001 Issued on 15-04-2024","000785","Current","Pre-Payment Interface Device","1090","0007","01","00","00070100","05100001","SMETS V1.2","GBCS Version 0.0",""]
["Version 3.001 Issued on 15-04-2024","000786","Current","Polyphase Electricity Metering Equipment","1125","3332","50","33","33325033","05301920","SMETS V4.2","GBCS Version 3.2","99C12571F8A7F0064AFF5C9BC617032C971F0A5BF1492FA0838A642ADC87DEF3"]
["Version 3.001 Issued on 15-04-2024","000787","Current","Single Element Electricity Metering Equipment","1028","D700","01","03","D7000103","051A050E","SMETS V4.2","GBCS Version 3.2","B677074E400409642E43934956744AE38F8205B62D332123D53AA5EBD8AFD9C6"]
["Version 3.001 Issued on 15-04-2024","000788","Current","Single Element Electricity Metering Equipment","1028","D700","01","05","D7000105","051A050E","SMETS V4.2","GBCS Version 3.2","B677074E400409642E43934956744AE38F8205B62D332123D53AA5EBD8AFD9C6"]
["Version 3.001 Issued on 15-04-2024","000789","Current","Single Element Electricity Metering Equipment","1028","D700","01","03","D7000103","051B050E","SMETS V4.2","GBCS Version 3.2","9AA63D60B5786CBA4F9CCF5A1CC6C1E34855038ED3311E4C07512F71EC538BE8"]
["Version 3.001 Issued on 15-04-2024","000790","Current","Single Element Electricity Metering Equipment","1028","D700","01","05","D7000105","051B050E","SMETS V4.2","GBCS Version 3.2","9AA63D60B5786CBA4F9CCF5A1CC6C1E34855038ED3311E4C07512F71EC538BE8"]
["Version 3.001 Issued on 15-04-2024","000791","Current","Single Element Electricity Metering Equipment","118F","0002","02","00","00020200","0003030C","SMETS V1.2","GBCS Version 0.0","DD18C87B0F461417B05450EC23CC3F595294EB617F87D63C98B2E1C1C8FF8790"]
["Version 3.001 Issued on 15-04-2024","000792","Current","Single Element Electricity Metering Equipment","1063","0003","02","01","00030201","24040602","SMETS V4.2","GBCS Version 3.2","AC82DAF863B7AEACFF2FFFF6D2930350B7A07AF1C4EC3D4E5DAD7E89BEAF02EB"]
["Version 3.001 Issued on 15-04-2024","000793","Current","Single Element Electricity Metering Equipment","1063","0003","02","02","00030202","24040602","SMETS V4.2","GBCS Version 3.2","AC82DAF863B7AEACFF2FFFF6D2930350B7A07AF1C4EC3D4E5DAD7E89BEAF02EB"]
["Version 3.001 Issued on 15-04-2024","000794","Current","Single Element Electricity Metering Equipment","1063","0005","02","02","00050202","38040602","SMETS V4.2","GBCS Version 3.2","39FB87992ECF5CF7B2680F4E45F179EC0FF0E249739735560CE549E36D529C9E"]
["Version 3.001 Issued on 15-04-2024","000795","Current","Single Element Electricity Metering Equipment","1063","0005","02","03","00050203","38040602","SMETS V4.2","GBCS Version 3.2","39FB87992ECF5CF7B2680F4E45F179EC0FF0E249739735560CE549E36D529C9E"]
["Version 3.001 Issued on 15-04-2024","000796","Current","Single Element Electricity Metering Equipment","1063","0005","02","04","00050204","38040602","SMETS V4.2","GBCS Version 3.2","39FB87992ECF5CF7B2680F4E45F179EC0FF0E249739735560CE549E36D529C9E"]
["Version 3.001 Issued on 15-04-2024","000797","Current","Communications Hub","10C7","0002","01","00","00020100","210F0000","SMETS V1.2","GBCS Version 0.0","607FB31AC04FE54E5F1D7AB7BBDA2EAEB8545067DBE7D850EE890215D5620E93"]
["Version 3.001 Issued on 15-04-2024","000798","Current","Pre-Payment Interface Device","1090","0007","01","00","00070100","05110000","SMETS V4.2","GBCS Version 3.2",""]
["Version 3.001 Issued on 15-04-2024","000799","Current","Communications Hub","1086","5431","22","52","54312252","0E020000","CHTS V1.5","GBCS Version 4.1","54126478C96031194B5C383A4AF1A7CF22C834584E723FAAAAD5DB9CA7E6F23B"]
["Version 3.001 Issued on 15-04-2024","000800","Current","Communications Hub","1086","5432","23","52","54322352","0E020000","CHTS V1.5","GBCS Version 4.1","54126478C96031194B5C383A4AF1A7CF22C834584E723FAAAAD5DB9CA7E6F23B"]
["Version 3.001 Issued on 15-04-2024","000801","Current","Communications Hub","1086","5431","1F","52","54311F52","0E020000","CHTS V1.5","GBCS Version 4.1","54126478C96031194B5C383A4AF1A7CF22C834584E723FAAAAD5DB9CA7E6F23B"]
["Version 3.001 Issued on 15-04-2024","000802","Current","Communications Hub","1086","5432","20","52","54322052","0E020000","CHTS V1.5","GBCS Version 4.1","54126478C96031194B5C383A4AF1A7CF22C834584E723FAAAAD5DB9CA7E6F23B"]
["Version 3.001 Issued on 15-04-2024","000803","Current","Communications Hub","1086","5531","04","00","55310400","0E020000","CHTS V1.5","GBCS Version 4.1","E8CC68DF903DA6C338C36B34999C314ECB88D734F203BB2B3F30547249752F1F"]
["Version 3.001 Issued on 15-04-2024","000804","Current","Communications Hub","1086","5532","04","00","55320400","0E020000","CHTS V1.5","GBCS Version 4.1","E8CC68DF903DA6C338C36B34999C314ECB88D734F203BB2B3F30547249752F1F"]
["Version 3.001 Issued on 15-04-2024","000805","Current","Communications Hub","1086","5431","22","60","54312260","0E020000","CHTS V1.5","GBCS Version 4.1","54126478C96031194B5C383A4AF1A7CF22C834584E723FAAAAD5DB9CA7E6F23B"]
["Version 3.001 Issued on 15-04-2024","000806","Current","Communications Hub","1086","5432","23","60","54322360","0E020000","CHTS V1.5","GBCS Version 4.1","54126478C96031194B5C383A4AF1A7CF22C834584E723FAAAAD5DB9CA7E6F23B"]
["Version 3.001 Issued on 15-04-2024","000807","Current","Communications Hub","1086","5531","04","60","55310460","0E020000","CHTS V1.5","GBCS Version 4.1","E8CC68DF903DA6C338C36B34999C314ECB88D734F203BB2B3F30547249752F1F"]
["Version 3.001 Issued on 15-04-2024","000808","Current","Communications Hub","1086","5532","04","60","55320460","0E020000","CHTS V1.5","GBCS Version 4.1","E8CC68DF903DA6C338C36B34999C314ECB88D734F203BB2B3F30547249752F1F"]
["Version 3.001 Issued on 15-04-2024","000809","Current","Gas Smart Meter","1063","4772","01","01","47720101","03035522","SMETS V4.2","GBCS Version 3.2","8C5E7F032DB0AF50D8B72EEE02959D6C7B3F68150DA04C807FDFB138FCEF12DE"]
["Version 3.001 Issued on 15-04-2024","000810","Current","Gas Smart Meter","123E","0000","03","00","00000300","0708060A","SMETS V4.2","GBCS Version 3.2","1F5F9F4B3BA49DAA287C11FF258C49E5AD764B87105228A4EF121BF9FB020F98"]
["Version 3.001 Issued on 15-04-2024","000811","Current","Gas Smart Meter","123E","0000","09","00","00000900","0708060A","SMETS V4.2","GBCS Version 3.2","1F5F9F4B3BA49DAA287C11FF258C49E5AD764B87105228A4EF121BF9FB020F98"]
["Version 3.001 Issued on 15-04-2024","000812","Current","Pre-Payment Interface Device","10E0","0015","01","00","00150100","00010301","SMETS V4.2","GBCS Version 3.2",""]
["Version 3.001 Issued on 15-04-2024","000813","Current","Communications Hub","1086","5434","24","52","54342452","0E020000","CHTS V1.5","GBCS Version 4.1","54126478C96031194B5C383A4AF1A7CF22C834584E723FAAAAD5DB9CA7E6F23B"]
["Version 3.001 Issued on 15-04-2024","000814","Current","Communications Hub","1086","5434","21","52","54342152","0E020000","CHTS V1.5","GBCS Version 4.1","54126478C96031194B5C383A4AF1A7CF22C834584E723FAAAAD5DB9CA7E6F23B"]
["Version 3.001 Issued on 15-04-2024","000815","Current","Communications Hub","1086","5534","04","00","55340400","0E020000","CHTS V1.5","GBCS Version 4.1","E8CC68DF903DA6C338C36B34999C314ECB88D734F203BB2B3F30547249752F1F"]
["Version 3.001 Issued on 15-04-2024","000816","Current","Communications Hub","1086","5434","24","60","54342460","0E020000","CHTS V1.5","GBCS Version 4.1","54126478C96031194B5C383A4AF1A7CF22C834584E723FAAAAD5DB9CA7E6F23B"]
["Version 3.001 Issued on 15-04-2024","000817","Current","Communications Hub","1086","5534","04","60","55340460","0E020000","CHTS V1.5","GBCS Version 4.1","E8CC68DF903DA6C338C36B34999C314ECB88D734F203BB2B3F30547249752F1F"]
["Version 3.001 Issued on 15-04-2024","000818","Current","Single Element Electricity Metering Equipment","1125","3138","42","30","31384230","16161920","SMETS V4.2","GBCS Version 3.2","C93F36D35BB9EB205D13418B6BD8139D8DF149A5AAAC72B8E10A6DCF94105B14"]
["Version 3.001 Issued on 15-04-2024","000819","Current","Single Element Electricity Metering Equipment","1125","3139","44","30","31394430","16161920","SMETS V4.2","GBCS Version 3.2","C93F36D35BB9EB205D13418B6BD8139D8DF149A5AAAC72B8E10A6DCF94105B14"]
["Version 3.001 Issued on 15-04-2024","000820","Current","Single Element Electricity Metering Equipment","1125","3137","40","32","31374032","17202220","SMETS V5.0","GBCS Version 4.0","89DF026439FB217817D0C339377C3A2BE5FF78EBA1648A79B9A7E260DAE43D9F"]
["Version 3.001 Issued on 15-04-2024","000821","Current","Gas Smart Meter","1063","4772","01","01","47720101","03035524","SMETS V4.2","GBCS Version 3.2","ED981E50FCD9F6340C4F4AFD12EDDFA902EA9A36A66F11A14821D9B81C562B2D"]
["Version 3.001 Issued on 15-04-2024","000822","Current","Polyphase Electricity Metering Equipment","106C","30E5","A1","00","30E5A100","0320BA00","SMETS V4.2","GBCS Version 3.2","E9013E13F4AA78DCF70E6FBE0BD76A06B1F497E433C4B408069154F50007E372"]
["Version 3.001 Issued on 15-04-2024","000823","Current","Single Element Electricity Metering Equipment","118F","0000","01","08","00000108","0008080E","SMETS V4.2","GBCS Version 3.2","7CAA1B7B16482D422F289C9B09BD8F86F4213EDF58557A938FC2BA5D3B373F7D"]
["Version 3.001 Issued on 15-04-2024","000824","Current","Single Element Electricity Metering Equipment","118F","0000","03","01","00000301","0007080E","SMETS V4.2","GBCS Version 3.2","7D7E67FBA28ACF7E9F7C90B4672FC9EB14D0D733E480577DAE49C0AA520AEBF9"]
["Version 3.001 Issued on 15-04-2024","000825","Current","Single Element Electricity Metering Equipment","118F","0000","02","07","00000207","0007080E","SMETS V4.2","GBCS Version 3.2","7D7E67FBA28ACF7E9F7C90B4672FC9EB14D0D733E480577DAE49C0AA520AEBF9"]
["Version 3.001 Issued on 15-04-2024","000826","Current","Single Element Electricity Metering Equipment","118F","0000","01","07","00000107","0007080E","SMETS V4.2","GBCS Version 3.2","7D7E67FBA28ACF7E9F7C90B4672FC9EB14D0D733E480577DAE49C0AA520AEBF9"]
["Version 3.001 Issued on 15-04-2024","000827","Current","Single Element Electricity Metering Equipment","118F","0000","01","00","00000100","0007080E","SMETS V4.2","GBCS Version 3.2","7D7E67FBA28ACF7E9F7C90B4672FC9EB14D0D733E480577DAE49C0AA520AEBF9"]
["Version 3.001 Issued on 15-04-2024","000828","Current","Single Element Electricity Metering Equipment","118F","0000","02","08","00000208","0008080E","SMETS V4.2","GBCS Version 3.2","7CAA1B7B16482D422F289C9B09BD8F86F4213EDF58557A938FC2BA5D3B373F7D"]
["Version 3.001 Issued on 15-04-2024","000829","Current","Single Element Electricity Metering Equipment","118F","0000","03","02","00000302","0007080E","SMETS V4.2","GBCS Version 3.2","7D7E67FBA28ACF7E9F7C90B4672FC9EB14D0D733E480577DAE49C0AA520AEBF9"]
["Version 3.001 Issued on 15-04-2024","000830","Current","Single Element Electricity Metering Equipment","118F","0000","04","01","00000401","0007080E","SMETS V4.2","GBCS Version 3.2","7D7E67FBA28ACF7E9F7C90B4672FC9EB14D0D733E480577DAE49C0AA520AEBF9"]
["Version 3.001 Issued on 15-04-2024","000831","Current","Single Element Electricity Metering Equipment","118F","0000","04","02","00000402","0007080E","SMETS V4.2","GBCS Version 3.2","7D7E67FBA28ACF7E9F7C90B4672FC9EB14D0D733E480577DAE49C0AA520AEBF9"]
["Version 3.001 Issued on 15-04-2024","000832","Current","Twin Element Electricity Metering Equipment","118F","0000","05","01","00000501","0007080E","SMETS V4.2","GBCS Version 3.2","7D7E67FBA28ACF7E9F7C90B4672FC9EB14D0D733E480577DAE49C0AA520AEBF9"]
["Version 3.001 Issued on 15-04-2024","000833","Current","Twin Element Electricity Metering Equipment","118F","0000","05","02","00000502","0007080E","SMETS V4.2","GBCS Version 3.2","7D7E67FBA28ACF7E9F7C90B4672FC9EB14D0D733E480577DAE49C0AA520AEBF9"]
["Version 3.001 Issued on 15-04-2024","000834","Current","Polyphase Electricity Metering Equipment","118F","0000","06","01","00000601","0007080E","SMETS V4.2","GBCS Version 3.2","7D7E67FBA28ACF7E9F7C90B4672FC9EB14D0D733E480577DAE49C0AA520AEBF9"]
["Version 3.001 Issued on 15-04-2024","000835","Current","Polyphase Electricity Metering Equipment","118F","0000","06","02","00000602","0007080E","SMETS V4.2","GBCS Version 3.2","7D7E67FBA28ACF7E9F7C90B4672FC9EB14D0D733E480577DAE49C0AA520AEBF9"]
["Version 3.001 Issued on 15-04-2024","000836","Current","Polyphase Electricity Metering Equipment","118F","0000","07","01","00000701","0007080E","SMETS V4.2","GBCS Version 3.2","7D7E67FBA28ACF7E9F7C90B4672FC9EB14D0D733E480577DAE49C0AA520AEBF9"]
["Version 3.001 Issued on 15-04-2024","000837","Current","Polyphase Electricity Metering Equipment","118F","0000","07","02","00000702","0007080E","SMETS V4.2","GBCS Version 3.2","7D7E67FBA28ACF7E9F7C90B4672FC9EB14D0D733E480577DAE49C0AA520AEBF9"]
["Version 3.001 Issued on 15-04-2024","000838","Current","Polyphase Electricity Metering Equipment","118F","0000","08","01","00000801","0007080E","SMETS V4.2","GBCS Version 3.2","7D7E67FBA28ACF7E9F7C90B4672FC9EB14D0D733E480577DAE49C0AA520AEBF9"]
["Version 3.001 Issued on 15-04-2024","000839","Current","Polyphase Electricity Metering Equipment","118F","0000","08","02","00000802","0007080E","SMETS V4.2","GBCS Version 3.2","7D7E67FBA28ACF7E9F7C90B4672FC9EB14D0D733E480577DAE49C0AA520AEBF9"]
["Version 3.001 Issued on 15-04-2024","000840","Current","Communications Hub","10C7","0002","01","00","00020100","21100000","SMETS V1.2","GBCS Version 0.0","5CFC79FD2160D036771A8CF70E83A59F6976764D5B9663208EC8799936ADAA02"]
["Version 3.001 Issued on 15-04-2024","000841","Current","Communications Hub","10C7","0003","02","00","00030200","220B0000","SMETS V1.2","GBCS Version 0.0","D63FED208522D56E0F7F3F732ED76787D4656948D2BF83B16A8038D2AA55AB2D"]
["Version 3.001 Issued on 15-04-2024","000842","Current","Gas Smart Meter","106C","10F3","A1","00","10F3A100","0389BB00","SMETS V4.2","GBCS Version 3.2","8C3E44C218F45F1BEC4582DEF228036887A6015C96F6330C54780C696856D757"]
["Version 3.001 Issued on 15-04-2024","000843","Current","Gas Smart Meter","1192","1111","12","11","11111211","01F000D1","SMETS V4.2","GBCS Version 3.2","0694E5E9FB8D621052AF7DD37401718FB9CA2A21943F86791A9F72E8D11D1CF6"]
["Version 3.001 Issued on 15-04-2024","000844","Current","Gas Smart Meter","1192","1111","11","11","11111111","01F000D1","SMETS V4.2","GBCS Version 3.2","0694E5E9FB8D621052AF7DD37401718FB9CA2A21943F86791A9F72E8D11D1CF6"]
["Version 3.001 Issued on 15-04-2024","000845","Current","Gas Smart Meter","1063","4772","02","01","47720201","03035522","SMETS V4.2","GBCS Version 3.2","8C5E7F032DB0AF50D8B72EEE02959D6C7B3F68150DA04C807FDFB138FCEF12DE"]
["Version 3.001 Issued on 15-04-2024","000846","Current","Gas Smart Meter","1063","4772","02","01","47720201","03035524","SMETS V4.2","GBCS Version 3.2","ED981E50FCD9F6340C4F4AFD12EDDFA902EA9A36A66F11A14821D9B81C562B2D"]
["Version 3.001 Issued on 15-04-2024","000847","Current","Communications Hub","106C","4332","00","CD","433200CD","30B0F11E","CHTS V1.3","GBCS Version 3.2","727056B91C1B7D06943BA4C4BC6E4FD38DC70B2B74FCC8021E2D0A282C8E0B5D"]
["Version 3.001 Issued on 15-04-2024","000848","Current","Communications Hub","106C","4334","00","DB","433400DB","30B0F11E","CHTS V1.3","GBCS Version 3.2","32F7B02804D122AC29617D36F554958B6D41E699BD19202D56202C68048E984E"]
["Version 3.001 Issued on 15-04-2024","000849","Current","Communications Hub","106C","4331","00","AD","433100AD","3010F11E","CHTS V1.3","GBCS Version 3.2","F48AAD56952130E93427E465F8DC4C7C56286CA9D4EF64A7BAB6B3E9942EB1F4"]
["Version 3.001 Issued on 15-04-2024","000850","Current","Communications Hub","106C","4331","00","AE","433100AE","3010F11E","CHTS V1.3","GBCS Version 3.2","F48AAD56952130E93427E465F8DC4C7C56286CA9D4EF64A7BAB6B3E9942EB1F4"]
["Version 3.001 Issued on 15-04-2024","000851","Current","Communications Hub","106C","4331","00","AC","433100AC","3010F11E","CHTS V1.3","GBCS Version 3.2","F48AAD56952130E93427E465F8DC4C7C56286CA9D4EF64A7BAB6B3E9942EB1F4"]
["Version 3.001 Issued on 15-04-2024","000852","Current","Gas Smart Meter","1264","0000","C0","01","0000C001","E038BA45","SMETS V4.2","GBCS Version 3.2",""]
["Version 3.001 Issued on 15-04-2024","000853","Current","Gas Smart Meter","1015","09B3","32","00","09B33200","14030A0B","SMETS V4.2","GBCS Version 3.2","75481113E673844079B20470BAACEC4F20CA954E4AE263C6C3B91DA3A3160EFE"]
["Version 3.001 Issued on 15-04-2024","000854","Current","Gas Smart Meter","1015","09B3","37","00","09B33700","14030A0B","SMETS V4.2","GBCS Version 3.2","75481113E673844079B20470BAACEC4F20CA954E4AE263C6C3B91DA3A3160EFE"]
["Version 3.001 Issued on 15-04-2024","000855","Current","Pre-Payment Interface Device","10E0","0011","01","00","00110100","00020007","SMETS V4.2","GBCS Version 3.2",""]
["Version 3.001 Issued on 15-04-2024","000856","Current","Single Element Electricity Metering Equipment","106C","10E1","A1","00","10E1A100","0314BA10","SMETS V4.2","GBCS Version 3.2","F58D212D0CD664C5D4AE7D564072E507352E5E3B4653EDC060A41997AF9B5FAD"]
["Version 3.001 Issued on 15-04-2024","000857","Current","Single Element Electricity Metering Equipment","106C","10E2","A1","00","10E2A100","0314BA10","SMETS V4.2","GBCS Version 3.2","F58D212D0CD664C5D4AE7D564072E507352E5E3B4653EDC060A41997AF9B5FAD"]
["Version 3.001 Issued on 15-04-2024","000858","Current","Single Element Electricity Metering Equipment","106C","12E2","A1","00","12E2A100","0314BA10","SMETS V4.2","GBCS Version 3.2","F58D212D0CD664C5D4AE7D564072E507352E5E3B4653EDC060A41997AF9B5FAD"]
["Version 3.001 Issued on 15-04-2024","000859","Current","Single Element Electricity Metering Equipment","106C","10E2","A1","00","10E2A100","0314BA20","SMETS V4.2","GBCS Version 3.2","CBE944789FEFFCA7FB8233627450EE51A18DEC417BA3ECAE9BA1B0893E448C63"]
["Version 3.001 Issued on 15-04-2024","000860","Current","Gas Smart Meter","123E","0002","09","00","00020900","0708060A","SMETS V4.2","GBCS Version 3.2","011204D69743E299270F6745CCD51981CF32EF190898A214DC3D6334AD8730C1"]
["Version 3.001 Issued on 15-04-2024","000861","Current","Polyphase Electricity Metering Equipment","106C","30E5","A1","00","30E5A100","0320BA10","SMETS V4.2","GBCS Version 3.2","46CCC7DDFF6B5BA42C6997B3174CA55E9F661D867DA424D82AC42E931FA32893"]
["Version 3.001 Issued on 15-04-2024","000862","Current","Gas Smart Meter","123E","0001","06","00","00010600","0306060A","SMETS V4.2","GBCS Version 3.2","4A9CFBB360A17C3874194C97E6F2AE1EF8D9F9A42B150884436409A5FE317EAC"]
["Version 3.001 Issued on 15-04-2024","000863","Current","Gas Smart Meter","123E","0003","06","00","00030600","0307060A","SMETS V4.2","GBCS Version 3.2","36F005F3E78CF75FC1F5478A71282BB6124088F1E7DAA2708213699DBA0D2185"]
["Version 3.001 Issued on 15-04-2024","000864","Current","Gas Smart Meter","1192","1111","11","11","11111111","020000E2","SMETS V4.2","GBCS Version 3.2","9CEC567DE51241616A0CD001EBA1CD90952E0767E6272FEC0A1015F47B90C213"]
["Version 3.001 Issued on 15-04-2024","000865","Current","Gas Smart Meter","1192","1111","12","11","11111211","020000E2","SMETS V4.2","GBCS Version 3.2","9CEC567DE51241616A0CD001EBA1CD90952E0767E6272FEC0A1015F47B90C213"]
["Version 3.001 Issued on 15-04-2024","000866","Current","Communications Hub","1072","5731","01","00","57310100","05000007","CHTS V1.5","GBCS Version 4.1","E27FE5977A4FF42F885055577CF729D6EC2DB165FEF63B049D2640EE2B87D609"]
["Version 3.001 Issued on 15-04-2024","000867","Current","Communications Hub","1072","5731","01","01","57310101","05000007","CHTS V1.5","GBCS Version 4.1","E27FE5977A4FF42F885055577CF729D6EC2DB165FEF63B049D2640EE2B87D609"]
["Version 3.001 Issued on 15-04-2024","000868","Current","Communications Hub","1072","5731","01","02","57310102","05000007","CHTS V1.5","GBCS Version 4.1","E27FE5977A4FF42F885055577CF729D6EC2DB165FEF63B049D2640EE2B87D609"]
["Version 3.001 Issued on 15-04-2024","000869","Current","Communications Hub","1072","5732","01","01","57320101","03000007","CHTS V1.5","GBCS Version 4.1","3F5A1BDEFC9483F481FD72CFAF500F92E88AAB777C14F9584A71781362BCEEC0"]
["Version 3.001 Issued on 15-04-2024","000870","Current","Gas Smart Meter","1028","C901","A5","00","C901A500","0309BB00","SMETS V4.2","GBCS Version 3.2","A8B537BDE8405D768FDCE5386AA48CB33F02574F7DD4B2A7DFB5761A94BF121F"]
["Version 3.001 Issued on 15-04-2024","000871","Current","Pre-Payment Interface Device","1128","0005","01","01","00050101","020A0000","SMETS V4.2","GBCS Version 3.2",""]
["Version 3.001 Issued on 15-04-2024","000872","Current","Single Element Electricity Metering Equipment","1057","0000","01","01","00000101","09014123","SMETS V4.2","GBCS Version 3.2","F211D6605323ECCFEEBEEB1751CEEFAE474A55C6514C0BE9D968982B0FB2C9BB"]
["Version 3.001 Issued on 15-04-2024","000873","Current","Single Element Electricity Metering Equipment","1057","0000","02","01","00000201","09024123","SMETS V4.2","GBCS Version 3.2","FE43C08DE2CCCAB034064400669593D3EE628A867D2D35A725FB2417C76E8051"]
["Version 3.001 Issued on 15-04-2024","000874","Current","Single Element Electricity Metering Equipment","1057","0000","01","01","00000101","09014011","SMETS V4.2","GBCS Version 3.2","6E18CC7AD4B1D29764BB742A5A591250D111BD253F5ABA194DBB432BD64444E2"]
["Version 3.001 Issued on 15-04-2024","000875","Current","Single Element Electricity Metering Equipment","1057","0000","02","01","00000201","09024011","SMETS V4.2","GBCS Version 3.2","676186281B62646EFDF8C3702E90AE5D46E82CF57352346176F4AD10B47F0BAA"]
["Version 3.001 Issued on 15-04-2024","000876","Current","Pre-Payment Interface Device","1090","0008","01","00","00080100","05050001","SMETS V1.2","GBCS Version 0.0",""]
["Version 3.001 Issued on 15-04-2024","000877","Current","Pre-Payment Interface Device","1090","0008","01","00","00080100","05070101","SMETS V1.2","GBCS Version 0.0",""]
["Version 3.001 Issued on 15-04-2024","000878","Current","Pre-Payment Interface Device","1128","0006","01","01","00060101","02840000","SMETS V4.5","GBCS Version 4.2",""]
["Version 3.001 Issued on 15-04-2024","000879","Current","Pre-Payment Interface Device","1128","000B","01","01","000B0101","02860000","SMETS V4.5","GBCS Version 4.2",""]
["Version 3.001 Issued on 15-04-2024","000880","Current","Gas Smart Meter","1028","2000","00","00","20000000","029410D6","SMETS V1.2","GBCS Version 0.0","7403D19E0365A2B69DC02BA0495DF050CE9B8C4284CC753FEACFEB3E15ADC533"]
["Version 3.001 Issued on 15-04-2024","000881","Current","Pre-Payment Interface Device","10E0","0011","01","00","00110100","00010701","SMETS V1.2","GBCS Version 0.0",""]
["Version 3.001 Issued on 15-04-2024","000882","Current","Pre-Payment Interface Device","10E0","0011","02","00","00110200","00010802","SMETS V1.2","GBCS Version 0.0",""]
["Version 3.001 Issued on 15-04-2024","000883","Current","Pre-Payment Interface Device","1128","000B","01","01","000B0101","02880000","SMETS V4.5","GBCS Version 4.2","70E3C06B668BCCE4FB63381CCFEDE44AA6B4824605EE3874A49FA13159BDF4AA"]
["Version 3.001 Issued on 15-04-2024","000884","Current","Pre-Payment Interface Device","1128","0006","01","01","00060101","02880000","SMETS V4.5","GBCS Version 4.2","B590B6C3665A59A2C0FDCA6B76593D867CFD42AABB40F95A095E37AF865B7B09"]
["Version 3.001 Issued on 15-04-2024","000885","Current","Single Element Electricity Metering Equipment","1125","3132","41","31","31324131","19102418","SMETS V4.2","GBCS Version 3.2","68F959BAD443F48B5D8216ECC6EB0F3CB25009B614A7FBADF822318DA47D6873"]
["Version 3.001 Issued on 15-04-2024","000886","Current","Single Element Electricity Metering Equipment","1125","3133","43","30","31334330","19102418","SMETS V4.2","GBCS Version 3.2","68F959BAD443F48B5D8216ECC6EB0F3CB25009B614A7FBADF822318DA47D6873"]
["Version 3.001 Issued on 15-04-2024","000887","Current","Pre-Payment Interface Device","1090","000C","02","00","000C0200","07030000","SMETS V4.2","GBCS Version 3.2",""]
["Version 3.001 Issued on 15-04-2024","000888","Current","Single Element Electricity Metering Equipment","1031","A0A1","01","3D","A0A1013D","0C000000","SMETS V4.2","GBCS Version 3.2","903DD56A20865F56982C401FFBA5874D8466A5A2996AE4D49DCF07434A8780F1"]
["Version 3.001 Issued on 15-04-2024","000889","Current","Single Element Electricity Metering Equipment","1125","3138","42","30","31384230","17162220","SMETS V4.2","GBCS Version 3.2","AF64E2956E4047B10E1D57559A453A8DE9872BE814BB31F897CEF47B4453B13D"]
["Version 3.001 Issued on 15-04-2024","000890","Current","Single Element Electricity Metering Equipment","1125","3139","44","30","31394430","17162220","SMETS V4.2","GBCS Version 3.2","AF64E2956E4047B10E1D57559A453A8DE9872BE814BB31F897CEF47B4453B13D"]
["Version 3.001 Issued on 15-04-2024","000891","Current","Gas Smart Meter","1031","B0A1","01","44","B0A10144","0C000000","SMETS V4.2","GBCS Version 3.2","142379F87CF261324381362BCF0E86F2557FE3A114E421B05CB2B4CED0BCAD8C"]
["Version 3.001 Issued on 15-04-2024","000892","Current","Pre-Payment Interface Device","10E0","000D","00","01","000D0001","00010500","SMETS V4.2","GBCS Version 3.2",""]
["Version 3.001 Issued on 15-04-2024","000893","Current","Pre-Payment Interface Device","1090","000C","02","00","000C0200","07040000","SMETS V4.2","GBCS Version 3.2",""]
["Version 3.001 Issued on 15-04-2024","000894","Current","Communications Hub","106C","4331","00","AC","433100AC","4010F426","CHTS V1.5","GBCS Version 4.1","4A7DD2F7E5DD986818B9B7D5C02D1771C13D1670484CFD4009CB9DA549485C67"]
["Version 3.001 Issued on 15-04-2024","000895","Current","Communications Hub","106C","4331","00","AE","433100AE","4010F426","CHTS V1.5","GBCS Version 4.1","4A7DD2F7E5DD986818B9B7D5C02D1771C13D1670484CFD4009CB9DA549485C67"]
["Version 3.001 Issued on 15-04-2024","000896","Current","Communications Hub","106C","4331","00","AD","433100AD","4010F426","CHTS V1.5","GBCS Version 4.1","4A7DD2F7E5DD986818B9B7D5C02D1771C13D1670484CFD4009CB9DA549485C67"]
["Version 3.001 Issued on 15-04-2024","000897","Current","Communications Hub","106C","4332","00","CD","433200CD","40B0F426","CHTS V1.5","GBCS Version 4.1","0FF52BDF4EAF74D15F5AC4509C42D78DC59C6EB0A5216250B118C0650D3DFDB7"]
["Version 3.001 Issued on 15-04-2024","000898","Current","Communications Hub","106C","4334","00","DB","433400DB","40B0F426","CHTS V1.5","GBCS Version 4.1","8A0D231F32139D4313B3BF16552E2353BC54D11A53C4AEF0195061669D2476B1"]